## Sheet1
building_type | vintage | ashrae_climate | economizer_type | sensible_heat_recovery_effectiveness | latent_heat_recovery_effectiveness | demand_controlled_ventilation | daylight_dimming | heating_cop | cooling_eer | fan_power | pump_power
ACCOMODATION_APARTMENT_HIGHRISE | ASHRAE_901_2004 | 1 | NO_ECONOMIZER | 0.11429 | 0.057143 | FALSE | FALSE | 1.8571 | 2.5 | 1.4458 | 0.35
ACCOMODATION_APARTMENT_HIGHRISE | ASHRAE_901_2004 | 2 | NO_ECONOMIZER | 0.11429 | 0.057143 | FALSE | FALSE | 1.7347 | 2.8061 | 1.4458 | 0.35
ACCOMODATION_APARTMENT_HIGHRISE | ASHRAE_901_2004 | 3 | DIFFERENTIAL_DRY_BULB | 0.11429 | 0.057143 | FALSE | FALSE | 1.6122 | 3.1122 | 1.4458 | 0.35
ACCOMODATION_APARTMENT_HIGHRISE | ASHRAE_901_2004 | 4 | DIFFERENTIAL_DRY_BULB | 0.11429 | 0.057143 | FALSE | FALSE | 1.4898 | 3.4184 | 1.4458 | 0.35
ACCOMODATION_APARTMENT_HIGHRISE | ASHRAE_901_2004 | 5 | DIFFERENTIAL_DRY_BULB | 0.11429 | 0.057143 | FALSE | FALSE | 1.3673 | 3.7245 | 1.4458 | 0.35
ACCOMODATION_APARTMENT_HIGHRISE | ASHRAE_901_2004 | 6 | DIFFERENTIAL_DRY_BULB | 0.11429 | 0.057143 | FALSE | FALSE | 1.2449 | 4.0306 | 1.4458 | 0.35
ACCOMODATION_APARTMENT_HIGHRISE | ASHRAE_901_2004 | 7 | DIFFERENTIAL_DRY_BULB | 0.11429 | 0.057143 | FALSE | FALSE | 1.1224 | 4.3367 | 1.4458 | 0.35
ACCOMODATION_APARTMENT_HIGHRISE | ASHRAE_901_2004 | 8 | DIFFERENTIAL_DRY_BULB | 0.11429 | 0.057143 | FALSE | FALSE | 1 | 4.6429 | 1.4458 | 0.35
ACCOMODATION_APARTMENT_HIGHRISE | ASHRAE_901_2007 | 1 | NO_ECONOMIZER | 0.17143 | 0.085714 | TRUE | FALSE | 2.2857 | 2.5 | 1.3966 | 0.35
ACCOMODATION_APARTMENT_HIGHRISE | ASHRAE_901_2007 | 2 | NO_ECONOMIZER | 0.17143 | 0.085714 | TRUE | FALSE | 2.102 | 2.9592 | 1.3966 | 0.35
ACCOMODATION_APARTMENT_HIGHRISE | ASHRAE_901_2007 | 3 | DIFFERENTIAL_DRY_BULB | 0.17143 | 0.085714 | TRUE | FALSE | 1.9184 | 3.4184 | 1.3966 | 0.35
ACCOMODATION_APARTMENT_HIGHRISE | ASHRAE_901_2007 | 4 | DIFFERENTIAL_DRY_BULB | 0.17143 | 0.085714 | TRUE | FALSE | 1.7347 | 3.8776 | 1.3966 | 0.35
ACCOMODATION_APARTMENT_HIGHRISE | ASHRAE_901_2007 | 5 | DIFFERENTIAL_DRY_BULB | 0.17143 | 0.085714 | TRUE | FALSE | 1.551 | 4.3367 | 1.3966 | 0.35
ACCOMODATION_APARTMENT_HIGHRISE | ASHRAE_901_2007 | 6 | DIFFERENTIAL_DRY_BULB | 0.17143 | 0.085714 | TRUE | FALSE | 1.3673 | 4.7959 | 1.3966 | 0.35
ACCOMODATION_APARTMENT_HIGHRISE | ASHRAE_901_2007 | 7 | DIFFERENTIAL_DRY_BULB | 0.17143 | 0.085714 | TRUE | FALSE | 1.1837 | 5.2551 | 1.3966 | 0.35
ACCOMODATION_APARTMENT_HIGHRISE | ASHRAE_901_2007 | 8 | DIFFERENTIAL_DRY_BULB | 0.17143 | 0.085714 | TRUE | FALSE | 1 | 5.7143 | 1.3966 | 0.35
ACCOMODATION_APARTMENT_HIGHRISE | ASHRAE_901_2010 | 1 | NO_ECONOMIZER | 0.22857 | 0.11429 | TRUE | FALSE | 2.7143 | 2.5 | 1.3475 | 0.35
ACCOMODATION_APARTMENT_HIGHRISE | ASHRAE_901_2010 | 2 | NO_ECONOMIZER | 0.22857 | 0.11429 | TRUE | FALSE | 2.4694 | 3.1122 | 1.3475 | 0.35
ACCOMODATION_APARTMENT_HIGHRISE | ASHRAE_901_2010 | 3 | DIFFERENTIAL_DRY_BULB | 0.22857 | 0.11429 | TRUE | FALSE | 2.2245 | 3.7245 | 1.3475 | 0.35
ACCOMODATION_APARTMENT_HIGHRISE | ASHRAE_901_2010 | 4 | DIFFERENTIAL_DRY_BULB | 0.22857 | 0.11429 | TRUE | FALSE | 1.9796 | 4.3367 | 1.3475 | 0.35
ACCOMODATION_APARTMENT_HIGHRISE | ASHRAE_901_2010 | 5 | DIFFERENTIAL_DRY_BULB | 0.22857 | 0.11429 | TRUE | FALSE | 1.7347 | 4.949 | 1.3475 | 0.35
ACCOMODATION_APARTMENT_HIGHRISE | ASHRAE_901_2010 | 6 | DIFFERENTIAL_DRY_BULB | 0.22857 | 0.11429 | TRUE | FALSE | 1.4898 | 5.5612 | 1.3475 | 0.35
ACCOMODATION_APARTMENT_HIGHRISE | ASHRAE_901_2010 | 7 | DIFFERENTIAL_DRY_BULB | 0.22857 | 0.11429 | TRUE | FALSE | 1.2449 | 6.1735 | 1.3475 | 0.35
ACCOMODATION_APARTMENT_HIGHRISE | ASHRAE_901_2010 | 8 | DIFFERENTIAL_DRY_BULB | 0.22857 | 0.11429 | TRUE | FALSE | 1 | 6.7857 | 1.3475 | 0.35
ACCOMODATION_APARTMENT_HIGHRISE | ASHRAE_901_2013 | 1 | NO_ECONOMIZER | 0.28571 | 0.14286 | TRUE | FALSE | 3.1429 | 2.5 | 1.2983 | 0.35
ACCOMODATION_APARTMENT_HIGHRISE | ASHRAE_901_2013 | 2 | NO_ECONOMIZER | 0.28571 | 0.14286 | TRUE | FALSE | 2.8367 | 3.2653 | 1.2983 | 0.35
ACCOMODATION_APARTMENT_HIGHRISE | ASHRAE_901_2013 | 3 | DIFFERENTIAL_DRY_BULB | 0.28571 | 0.14286 | TRUE | FALSE | 2.5306 | 4.0306 | 1.2983 | 0.35
ACCOMODATION_APARTMENT_HIGHRISE | ASHRAE_901_2013 | 4 | DIFFERENTIAL_DRY_BULB | 0.28571 | 0.14286 | TRUE | FALSE | 2.2245 | 4.7959 | 1.2983 | 0.35
ACCOMODATION_APARTMENT_HIGHRISE | ASHRAE_901_2013 | 5 | DIFFERENTIAL_DRY_BULB | 0.28571 | 0.14286 | TRUE | FALSE | 1.9184 | 5.5612 | 1.2983 | 0.35
ACCOMODATION_APARTMENT_HIGHRISE | ASHRAE_901_2013 | 6 | DIFFERENTIAL_DRY_BULB | 0.28571 | 0.14286 | TRUE | FALSE | 1.6122 | 6.3265 | 1.2983 | 0.35
ACCOMODATION_APARTMENT_HIGHRISE | ASHRAE_901_2013 | 7 | DIFFERENTIAL_DRY_BULB | 0.28571 | 0.14286 | TRUE | FALSE | 1.3061 | 7.0918 | 1.2983 | 0.35
ACCOMODATION_APARTMENT_HIGHRISE | ASHRAE_901_2013 | 8 | DIFFERENTIAL_DRY_BULB | 0.28571 | 0.14286 | TRUE | FALSE | 1 | 7.8571 | 1.2983 | 0.35
ACCOMODATION_APARTMENT_HIGHRISE | ASHRAE_901_2016 | 1 | NO_ECONOMIZER | 0.34286 | 0.17143 | TRUE | FALSE | 3.5714 | 2.5 | 1.2492 | 0.35
ACCOMODATION_APARTMENT_HIGHRISE | ASHRAE_901_2016 | 2 | NO_ECONOMIZER | 0.34286 | 0.17143 | TRUE | FALSE | 3.2041 | 3.4184 | 1.2492 | 0.35
ACCOMODATION_APARTMENT_HIGHRISE | ASHRAE_901_2016 | 3 | DIFFERENTIAL_DRY_BULB | 0.34286 | 0.17143 | TRUE | FALSE | 2.8367 | 4.3367 | 1.2492 | 0.35
ACCOMODATION_APARTMENT_HIGHRISE | ASHRAE_901_2016 | 4 | DIFFERENTIAL_DRY_BULB | 0.34286 | 0.17143 | TRUE | FALSE | 2.4694 | 5.2551 | 1.2492 | 0.35
ACCOMODATION_APARTMENT_HIGHRISE | ASHRAE_901_2016 | 5 | DIFFERENTIAL_DRY_BULB | 0.34286 | 0.17143 | TRUE | FALSE | 2.102 | 6.1735 | 1.2492 | 0.35
ACCOMODATION_APARTMENT_HIGHRISE | ASHRAE_901_2016 | 6 | DIFFERENTIAL_DRY_BULB | 0.34286 | 0.17143 | TRUE | FALSE | 1.7347 | 7.0918 | 1.2492 | 0.35
ACCOMODATION_APARTMENT_HIGHRISE | ASHRAE_901_2016 | 7 | DIFFERENTIAL_DRY_BULB | 0.34286 | 0.17143 | TRUE | FALSE | 1.3673 | 8.0102 | 1.2492 | 0.35
ACCOMODATION_APARTMENT_HIGHRISE | ASHRAE_901_2016 | 8 | DIFFERENTIAL_DRY_BULB | 0.34286 | 0.17143 | TRUE | FALSE | 1 | 8.9286 | 1.2492 | 0.35
ACCOMODATION_APARTMENT_HIGHRISE | ASHRAE_901_2019 | 1 | NO_ECONOMIZER | 0.4 | 0.2 | TRUE | FALSE | 4 | 2.5 | 1.2 | 0.35
ACCOMODATION_APARTMENT_HIGHRISE | ASHRAE_901_2019 | 2 | NO_ECONOMIZER | 0.4 | 0.2 | TRUE | FALSE | 3.5714 | 3.5714 | 1.2 | 0.35
ACCOMODATION_APARTMENT_HIGHRISE | ASHRAE_901_2019 | 3 | DIFFERENTIAL_DRY_BULB | 0.4 | 0.2 | TRUE | FALSE | 3.1429 | 4.6429 | 1.2 | 0.35
ACCOMODATION_APARTMENT_HIGHRISE | ASHRAE_901_2019 | 4 | DIFFERENTIAL_DRY_BULB | 0.4 | 0.2 | TRUE | FALSE | 2.7143 | 5.7143 | 1.2 | 0.35
ACCOMODATION_APARTMENT_HIGHRISE | ASHRAE_901_2019 | 5 | DIFFERENTIAL_DRY_BULB | 0.4 | 0.2 | TRUE | FALSE | 2.2857 | 6.7857 | 1.2 | 0.35
ACCOMODATION_APARTMENT_HIGHRISE | ASHRAE_901_2019 | 6 | DIFFERENTIAL_DRY_BULB | 0.4 | 0.2 | TRUE | FALSE | 1.8571 | 7.8571 | 1.2 | 0.35
ACCOMODATION_APARTMENT_HIGHRISE | ASHRAE_901_2019 | 7 | DIFFERENTIAL_DRY_BULB | 0.4 | 0.2 | TRUE | FALSE | 1.4286 | 8.9286 | 1.2 | 0.35
ACCOMODATION_APARTMENT_HIGHRISE | ASHRAE_901_2019 | 8 | DIFFERENTIAL_DRY_BULB | 0.4 | 0.2 | TRUE | FALSE | 1 | 10 | 1.2 | 0.35
ACCOMODATION_APARTMENT_HIGHRISE | CBECS_1980_2004 | 1 | NO_ECONOMIZER | 0.057143 | 0.028571 | FALSE | FALSE | 1.4286 | 2.5 | 1.495 | 0.35
ACCOMODATION_APARTMENT_HIGHRISE | CBECS_1980_2004 | 2 | NO_ECONOMIZER | 0.057143 | 0.028571 | FALSE | FALSE | 1.3673 | 2.6531 | 1.495 | 0.35
ACCOMODATION_APARTMENT_HIGHRISE | CBECS_1980_2004 | 3 | NO_ECONOMIZER | 0.057143 | 0.028571 | FALSE | FALSE | 1.3061 | 2.8061 | 1.495 | 0.35
ACCOMODATION_APARTMENT_HIGHRISE | CBECS_1980_2004 | 4 | NO_ECONOMIZER | 0.057143 | 0.028571 | FALSE | FALSE | 1.2449 | 2.9592 | 1.495 | 0.35
ACCOMODATION_APARTMENT_HIGHRISE | CBECS_1980_2004 | 5 | NO_ECONOMIZER | 0.057143 | 0.028571 | FALSE | FALSE | 1.1837 | 3.1122 | 1.495 | 0.35
ACCOMODATION_APARTMENT_HIGHRISE | CBECS_1980_2004 | 6 | NO_ECONOMIZER | 0.057143 | 0.028571 | FALSE | FALSE | 1.1224 | 3.2653 | 1.495 | 0.35
ACCOMODATION_APARTMENT_HIGHRISE | CBECS_1980_2004 | 7 | NO_ECONOMIZER | 0.057143 | 0.028571 | FALSE | FALSE | 1.0612 | 3.4184 | 1.495 | 0.35
ACCOMODATION_APARTMENT_HIGHRISE | CBECS_1980_2004 | 8 | NO_ECONOMIZER | 0.057143 | 0.028571 | FALSE | FALSE | 1 | 3.5714 | 1.495 | 0.35
ACCOMODATION_APARTMENT_HIGHRISE | CBECS_PRE_1980 | 1 | NO_ECONOMIZER | 0 | 0 | FALSE | FALSE | 1 | 2.5 | 1.5441 | 0.35
ACCOMODATION_APARTMENT_HIGHRISE | CBECS_PRE_1980 | 2 | NO_ECONOMIZER | 0 | 0 | FALSE | FALSE | 1 | 2.5 | 1.5441 | 0.35
ACCOMODATION_APARTMENT_HIGHRISE | CBECS_PRE_1980 | 3 | NO_ECONOMIZER | 0 | 0 | FALSE | FALSE | 1 | 2.5 | 1.5441 | 0.35
ACCOMODATION_APARTMENT_HIGHRISE | CBECS_PRE_1980 | 4 | NO_ECONOMIZER | 0 | 0 | FALSE | FALSE | 1 | 2.5 | 1.5441 | 0.35
ACCOMODATION_APARTMENT_HIGHRISE | CBECS_PRE_1980 | 5 | NO_ECONOMIZER | 0 | 0 | FALSE | FALSE | 1 | 2.5 | 1.5441 | 0.35
ACCOMODATION_APARTMENT_HIGHRISE | CBECS_PRE_1980 | 6 | NO_ECONOMIZER | 0 | 0 | FALSE | FALSE | 1 | 2.5 | 1.5441 | 0.35
ACCOMODATION_APARTMENT_HIGHRISE | CBECS_PRE_1980 | 7 | NO_ECONOMIZER | 0 | 0 | FALSE | FALSE | 1 | 2.5 | 1.5441 | 0.35
ACCOMODATION_APARTMENT_HIGHRISE | CBECS_PRE_1980 | 8 | NO_ECONOMIZER | 0 | 0 | FALSE | FALSE | 1 | 2.5 | 1.5441 | 0.35
ACCOMODATION_APARTMENT_MIDRISE | ASHRAE_901_2004 | 1 | NO_ECONOMIZER | 0.11429 | 0.057143 | FALSE | FALSE | 1.8571 | 2.5 | 1.5699 | 0.35
ACCOMODATION_APARTMENT_MIDRISE | ASHRAE_901_2004 | 2 | NO_ECONOMIZER | 0.11429 | 0.057143 | FALSE | FALSE | 1.7347 | 2.8061 | 1.5699 | 0.35
ACCOMODATION_APARTMENT_MIDRISE | ASHRAE_901_2004 | 3 | DIFFERENTIAL_DRY_BULB | 0.11429 | 0.057143 | FALSE | FALSE | 1.6122 | 3.1122 | 1.5699 | 0.35
ACCOMODATION_APARTMENT_MIDRISE | ASHRAE_901_2004 | 4 | DIFFERENTIAL_DRY_BULB | 0.11429 | 0.057143 | FALSE | FALSE | 1.4898 | 3.4184 | 1.5699 | 0.35
ACCOMODATION_APARTMENT_MIDRISE | ASHRAE_901_2004 | 5 | DIFFERENTIAL_DRY_BULB | 0.11429 | 0.057143 | FALSE | FALSE | 1.3673 | 3.7245 | 1.5699 | 0.35
ACCOMODATION_APARTMENT_MIDRISE | ASHRAE_901_2004 | 6 | DIFFERENTIAL_DRY_BULB | 0.11429 | 0.057143 | FALSE | FALSE | 1.2449 | 4.0306 | 1.5699 | 0.35
ACCOMODATION_APARTMENT_MIDRISE | ASHRAE_901_2004 | 7 | DIFFERENTIAL_DRY_BULB | 0.11429 | 0.057143 | FALSE | FALSE | 1.1224 | 4.3367 | 1.5699 | 0.35
ACCOMODATION_APARTMENT_MIDRISE | ASHRAE_901_2004 | 8 | DIFFERENTIAL_DRY_BULB | 0.11429 | 0.057143 | FALSE | FALSE | 1 | 4.6429 | 1.5699 | 0.35
ACCOMODATION_APARTMENT_MIDRISE | ASHRAE_901_2007 | 1 | NO_ECONOMIZER | 0.17143 | 0.085714 | TRUE | FALSE | 2.2857 | 2.5 | 1.496 | 0.35
ACCOMODATION_APARTMENT_MIDRISE | ASHRAE_901_2007 | 2 | NO_ECONOMIZER | 0.17143 | 0.085714 | TRUE | FALSE | 2.102 | 2.9592 | 1.496 | 0.35
ACCOMODATION_APARTMENT_MIDRISE | ASHRAE_901_2007 | 3 | DIFFERENTIAL_DRY_BULB | 0.17143 | 0.085714 | TRUE | FALSE | 1.9184 | 3.4184 | 1.496 | 0.35
ACCOMODATION_APARTMENT_MIDRISE | ASHRAE_901_2007 | 4 | DIFFERENTIAL_DRY_BULB | 0.17143 | 0.085714 | TRUE | FALSE | 1.7347 | 3.8776 | 1.496 | 0.35
ACCOMODATION_APARTMENT_MIDRISE | ASHRAE_901_2007 | 5 | DIFFERENTIAL_DRY_BULB | 0.17143 | 0.085714 | TRUE | FALSE | 1.551 | 4.3367 | 1.496 | 0.35
ACCOMODATION_APARTMENT_MIDRISE | ASHRAE_901_2007 | 6 | DIFFERENTIAL_DRY_BULB | 0.17143 | 0.085714 | TRUE | FALSE | 1.3673 | 4.7959 | 1.496 | 0.35
ACCOMODATION_APARTMENT_MIDRISE | ASHRAE_901_2007 | 7 | DIFFERENTIAL_DRY_BULB | 0.17143 | 0.085714 | TRUE | FALSE | 1.1837 | 5.2551 | 1.496 | 0.35
ACCOMODATION_APARTMENT_MIDRISE | ASHRAE_901_2007 | 8 | DIFFERENTIAL_DRY_BULB | 0.17143 | 0.085714 | TRUE | FALSE | 1 | 5.7143 | 1.496 | 0.35
ACCOMODATION_APARTMENT_MIDRISE | ASHRAE_901_2010 | 1 | NO_ECONOMIZER | 0.22857 | 0.11429 | TRUE | FALSE | 2.7143 | 2.5 | 1.422 | 0.35
ACCOMODATION_APARTMENT_MIDRISE | ASHRAE_901_2010 | 2 | NO_ECONOMIZER | 0.22857 | 0.11429 | TRUE | FALSE | 2.4694 | 3.1122 | 1.422 | 0.35
ACCOMODATION_APARTMENT_MIDRISE | ASHRAE_901_2010 | 3 | DIFFERENTIAL_DRY_BULB | 0.22857 | 0.11429 | TRUE | FALSE | 2.2245 | 3.7245 | 1.422 | 0.35
ACCOMODATION_APARTMENT_MIDRISE | ASHRAE_901_2010 | 4 | DIFFERENTIAL_DRY_BULB | 0.22857 | 0.11429 | TRUE | FALSE | 1.9796 | 4.3367 | 1.422 | 0.35
ACCOMODATION_APARTMENT_MIDRISE | ASHRAE_901_2010 | 5 | DIFFERENTIAL_DRY_BULB | 0.22857 | 0.11429 | TRUE | FALSE | 1.7347 | 4.949 | 1.422 | 0.35
ACCOMODATION_APARTMENT_MIDRISE | ASHRAE_901_2010 | 6 | DIFFERENTIAL_DRY_BULB | 0.22857 | 0.11429 | TRUE | FALSE | 1.4898 | 5.5612 | 1.422 | 0.35
ACCOMODATION_APARTMENT_MIDRISE | ASHRAE_901_2010 | 7 | DIFFERENTIAL_DRY_BULB | 0.22857 | 0.11429 | TRUE | FALSE | 1.2449 | 6.1735 | 1.422 | 0.35
ACCOMODATION_APARTMENT_MIDRISE | ASHRAE_901_2010 | 8 | DIFFERENTIAL_DRY_BULB | 0.22857 | 0.11429 | TRUE | FALSE | 1 | 6.7857 | 1.422 | 0.35
ACCOMODATION_APARTMENT_MIDRISE | ASHRAE_901_2013 | 1 | NO_ECONOMIZER | 0.28571 | 0.14286 | TRUE | FALSE | 3.1429 | 2.5 | 1.348 | 0.35
ACCOMODATION_APARTMENT_MIDRISE | ASHRAE_901_2013 | 2 | NO_ECONOMIZER | 0.28571 | 0.14286 | TRUE | FALSE | 2.8367 | 3.2653 | 1.348 | 0.35
ACCOMODATION_APARTMENT_MIDRISE | ASHRAE_901_2013 | 3 | DIFFERENTIAL_DRY_BULB | 0.28571 | 0.14286 | TRUE | FALSE | 2.5306 | 4.0306 | 1.348 | 0.35
ACCOMODATION_APARTMENT_MIDRISE | ASHRAE_901_2013 | 4 | DIFFERENTIAL_DRY_BULB | 0.28571 | 0.14286 | TRUE | FALSE | 2.2245 | 4.7959 | 1.348 | 0.35
ACCOMODATION_APARTMENT_MIDRISE | ASHRAE_901_2013 | 5 | DIFFERENTIAL_DRY_BULB | 0.28571 | 0.14286 | TRUE | FALSE | 1.9184 | 5.5612 | 1.348 | 0.35
ACCOMODATION_APARTMENT_MIDRISE | ASHRAE_901_2013 | 6 | DIFFERENTIAL_DRY_BULB | 0.28571 | 0.14286 | TRUE | FALSE | 1.6122 | 6.3265 | 1.348 | 0.35
ACCOMODATION_APARTMENT_MIDRISE | ASHRAE_901_2013 | 7 | DIFFERENTIAL_DRY_BULB | 0.28571 | 0.14286 | TRUE | FALSE | 1.3061 | 7.0918 | 1.348 | 0.35
ACCOMODATION_APARTMENT_MIDRISE | ASHRAE_901_2013 | 8 | DIFFERENTIAL_DRY_BULB | 0.28571 | 0.14286 | TRUE | FALSE | 1 | 7.8571 | 1.348 | 0.35
ACCOMODATION_APARTMENT_MIDRISE | ASHRAE_901_2016 | 1 | NO_ECONOMIZER | 0.34286 | 0.17143 | TRUE | FALSE | 3.5714 | 2.5 | 1.274 | 0.35
ACCOMODATION_APARTMENT_MIDRISE | ASHRAE_901_2016 | 2 | NO_ECONOMIZER | 0.34286 | 0.17143 | TRUE | FALSE | 3.2041 | 3.4184 | 1.274 | 0.35
ACCOMODATION_APARTMENT_MIDRISE | ASHRAE_901_2016 | 3 | DIFFERENTIAL_DRY_BULB | 0.34286 | 0.17143 | TRUE | FALSE | 2.8367 | 4.3367 | 1.274 | 0.35
ACCOMODATION_APARTMENT_MIDRISE | ASHRAE_901_2016 | 4 | DIFFERENTIAL_DRY_BULB | 0.34286 | 0.17143 | TRUE | FALSE | 2.4694 | 5.2551 | 1.274 | 0.35
ACCOMODATION_APARTMENT_MIDRISE | ASHRAE_901_2016 | 5 | DIFFERENTIAL_DRY_BULB | 0.34286 | 0.17143 | TRUE | FALSE | 2.102 | 6.1735 | 1.274 | 0.35
ACCOMODATION_APARTMENT_MIDRISE | ASHRAE_901_2016 | 6 | DIFFERENTIAL_DRY_BULB | 0.34286 | 0.17143 | TRUE | FALSE | 1.7347 | 7.0918 | 1.274 | 0.35
ACCOMODATION_APARTMENT_MIDRISE | ASHRAE_901_2016 | 7 | DIFFERENTIAL_DRY_BULB | 0.34286 | 0.17143 | TRUE | FALSE | 1.3673 | 8.0102 | 1.274 | 0.35
ACCOMODATION_APARTMENT_MIDRISE | ASHRAE_901_2016 | 8 | DIFFERENTIAL_DRY_BULB | 0.34286 | 0.17143 | TRUE | FALSE | 1 | 8.9286 | 1.274 | 0.35
ACCOMODATION_APARTMENT_MIDRISE | ASHRAE_901_2019 | 1 | NO_ECONOMIZER | 0.4 | 0.2 | TRUE | FALSE | 4 | 2.5 | 1.2 | 0.35
ACCOMODATION_APARTMENT_MIDRISE | ASHRAE_901_2019 | 2 | NO_ECONOMIZER | 0.4 | 0.2 | TRUE | FALSE | 3.5714 | 3.5714 | 1.2 | 0.35
ACCOMODATION_APARTMENT_MIDRISE | ASHRAE_901_2019 | 3 | DIFFERENTIAL_DRY_BULB | 0.4 | 0.2 | TRUE | FALSE | 3.1429 | 4.6429 | 1.2 | 0.35
ACCOMODATION_APARTMENT_MIDRISE | ASHRAE_901_2019 | 4 | DIFFERENTIAL_DRY_BULB | 0.4 | 0.2 | TRUE | FALSE | 2.7143 | 5.7143 | 1.2 | 0.35
ACCOMODATION_APARTMENT_MIDRISE | ASHRAE_901_2019 | 5 | DIFFERENTIAL_DRY_BULB | 0.4 | 0.2 | TRUE | FALSE | 2.2857 | 6.7857 | 1.2 | 0.35
ACCOMODATION_APARTMENT_MIDRISE | ASHRAE_901_2019 | 6 | DIFFERENTIAL_DRY_BULB | 0.4 | 0.2 | TRUE | FALSE | 1.8571 | 7.8571 | 1.2 | 0.35
ACCOMODATION_APARTMENT_MIDRISE | ASHRAE_901_2019 | 7 | DIFFERENTIAL_DRY_BULB | 0.4 | 0.2 | TRUE | FALSE | 1.4286 | 8.9286 | 1.2 | 0.35
ACCOMODATION_APARTMENT_MIDRISE | ASHRAE_901_2019 | 8 | DIFFERENTIAL_DRY_BULB | 0.4 | 0.2 | TRUE | FALSE | 1 | 10 | 1.2 | 0.35
ACCOMODATION_APARTMENT_MIDRISE | CBECS_1980_2004 | 1 | NO_ECONOMIZER | 0.057143 | 0.028571 | FALSE | FALSE | 1.4286 | 2.5 | 1.6439 | 0.35
ACCOMODATION_APARTMENT_MIDRISE | CBECS_1980_2004 | 2 | NO_ECONOMIZER | 0.057143 | 0.028571 | FALSE | FALSE | 1.3673 | 2.6531 | 1.6439 | 0.35
ACCOMODATION_APARTMENT_MIDRISE | CBECS_1980_2004 | 3 | NO_ECONOMIZER | 0.057143 | 0.028571 | FALSE | FALSE | 1.3061 | 2.8061 | 1.6439 | 0.35
ACCOMODATION_APARTMENT_MIDRISE | CBECS_1980_2004 | 4 | NO_ECONOMIZER | 0.057143 | 0.028571 | FALSE | FALSE | 1.2449 | 2.9592 | 1.6439 | 0.35
ACCOMODATION_APARTMENT_MIDRISE | CBECS_1980_2004 | 5 | NO_ECONOMIZER | 0.057143 | 0.028571 | FALSE | FALSE | 1.1837 | 3.1122 | 1.6439 | 0.35
ACCOMODATION_APARTMENT_MIDRISE | CBECS_1980_2004 | 6 | NO_ECONOMIZER | 0.057143 | 0.028571 | FALSE | FALSE | 1.1224 | 3.2653 | 1.6439 | 0.35
ACCOMODATION_APARTMENT_MIDRISE | CBECS_1980_2004 | 7 | NO_ECONOMIZER | 0.057143 | 0.028571 | FALSE | FALSE | 1.0612 | 3.4184 | 1.6439 | 0.35
ACCOMODATION_APARTMENT_MIDRISE | CBECS_1980_2004 | 8 | NO_ECONOMIZER | 0.057143 | 0.028571 | FALSE | FALSE | 1 | 3.5714 | 1.6439 | 0.35
ACCOMODATION_APARTMENT_MIDRISE | CBECS_PRE_1980 | 1 | NO_ECONOMIZER | 0 | 0 | FALSE | FALSE | 1 | 2.5 | 1.7179 | 0.35
ACCOMODATION_APARTMENT_MIDRISE | CBECS_PRE_1980 | 2 | NO_ECONOMIZER | 0 | 0 | FALSE | FALSE | 1 | 2.5 | 1.7179 | 0.35
ACCOMODATION_APARTMENT_MIDRISE | CBECS_PRE_1980 | 3 | NO_ECONOMIZER | 0 | 0 | FALSE | FALSE | 1 | 2.5 | 1.7179 | 0.35
ACCOMODATION_APARTMENT_MIDRISE | CBECS_PRE_1980 | 4 | NO_ECONOMIZER | 0 | 0 | FALSE | FALSE | 1 | 2.5 | 1.7179 | 0.35
ACCOMODATION_APARTMENT_MIDRISE | CBECS_PRE_1980 | 5 | NO_ECONOMIZER | 0 | 0 | FALSE | FALSE | 1 | 2.5 | 1.7179 | 0.35
ACCOMODATION_APARTMENT_MIDRISE | CBECS_PRE_1980 | 6 | NO_ECONOMIZER | 0 | 0 | FALSE | FALSE | 1 | 2.5 | 1.7179 | 0.35
ACCOMODATION_APARTMENT_MIDRISE | CBECS_PRE_1980 | 7 | NO_ECONOMIZER | 0 | 0 | FALSE | FALSE | 1 | 2.5 | 1.7179 | 0.35
ACCOMODATION_APARTMENT_MIDRISE | CBECS_PRE_1980 | 8 | NO_ECONOMIZER | 0 | 0 | FALSE | FALSE | 1 | 2.5 | 1.7179 | 0.35
ACCOMODATION_HOTEL_LARGE | ASHRAE_901_2004 | 1 | NO_ECONOMIZER | 0.11429 | 0.057143 | FALSE | FALSE | 1.8571 | 2.5 | 1.2617 | 0.35
ACCOMODATION_HOTEL_LARGE | ASHRAE_901_2004 | 2 | NO_ECONOMIZER | 0.11429 | 0.057143 | FALSE | FALSE | 1.7347 | 2.8061 | 1.2617 | 0.35
ACCOMODATION_HOTEL_LARGE | ASHRAE_901_2004 | 3 | DIFFERENTIAL_DRY_BULB | 0.11429 | 0.057143 | FALSE | FALSE | 1.6122 | 3.1122 | 1.2617 | 0.35
ACCOMODATION_HOTEL_LARGE | ASHRAE_901_2004 | 4 | DIFFERENTIAL_DRY_BULB | 0.11429 | 0.057143 | FALSE | FALSE | 1.4898 | 3.4184 | 1.2617 | 0.35
ACCOMODATION_HOTEL_LARGE | ASHRAE_901_2004 | 5 | DIFFERENTIAL_DRY_BULB | 0.11429 | 0.057143 | FALSE | FALSE | 1.3673 | 3.7245 | 1.2617 | 0.35
ACCOMODATION_HOTEL_LARGE | ASHRAE_901_2004 | 6 | DIFFERENTIAL_DRY_BULB | 0.11429 | 0.057143 | FALSE | FALSE | 1.2449 | 4.0306 | 1.2617 | 0.35
ACCOMODATION_HOTEL_LARGE | ASHRAE_901_2004 | 7 | DIFFERENTIAL_DRY_BULB | 0.11429 | 0.057143 | FALSE | FALSE | 1.1224 | 4.3367 | 1.2617 | 0.35
ACCOMODATION_HOTEL_LARGE | ASHRAE_901_2004 | 8 | DIFFERENTIAL_DRY_BULB | 0.11429 | 0.057143 | FALSE | FALSE | 1 | 4.6429 | 1.2617 | 0.35
ACCOMODATION_HOTEL_LARGE | ASHRAE_901_2007 | 1 | NO_ECONOMIZER | 0.17143 | 0.085714 | TRUE | FALSE | 2.2857 | 2.5 | 1.2493 | 0.35
ACCOMODATION_HOTEL_LARGE | ASHRAE_901_2007 | 2 | NO_ECONOMIZER | 0.17143 | 0.085714 | TRUE | FALSE | 2.102 | 2.9592 | 1.2493 | 0.35
ACCOMODATION_HOTEL_LARGE | ASHRAE_901_2007 | 3 | DIFFERENTIAL_DRY_BULB | 0.17143 | 0.085714 | TRUE | FALSE | 1.9184 | 3.4184 | 1.2493 | 0.35
ACCOMODATION_HOTEL_LARGE | ASHRAE_901_2007 | 4 | DIFFERENTIAL_DRY_BULB | 0.17143 | 0.085714 | TRUE | FALSE | 1.7347 | 3.8776 | 1.2493 | 0.35
ACCOMODATION_HOTEL_LARGE | ASHRAE_901_2007 | 5 | DIFFERENTIAL_DRY_BULB | 0.17143 | 0.085714 | TRUE | FALSE | 1.551 | 4.3367 | 1.2493 | 0.35
ACCOMODATION_HOTEL_LARGE | ASHRAE_901_2007 | 6 | DIFFERENTIAL_DRY_BULB | 0.17143 | 0.085714 | TRUE | FALSE | 1.3673 | 4.7959 | 1.2493 | 0.35
ACCOMODATION_HOTEL_LARGE | ASHRAE_901_2007 | 7 | DIFFERENTIAL_DRY_BULB | 0.17143 | 0.085714 | TRUE | FALSE | 1.1837 | 5.2551 | 1.2493 | 0.35
ACCOMODATION_HOTEL_LARGE | ASHRAE_901_2007 | 8 | DIFFERENTIAL_DRY_BULB | 0.17143 | 0.085714 | TRUE | FALSE | 1 | 5.7143 | 1.2493 | 0.35
ACCOMODATION_HOTEL_LARGE | ASHRAE_901_2010 | 1 | NO_ECONOMIZER | 0.22857 | 0.11429 | TRUE | FALSE | 2.7143 | 2.5 | 1.237 | 0.35
ACCOMODATION_HOTEL_LARGE | ASHRAE_901_2010 | 2 | NO_ECONOMIZER | 0.22857 | 0.11429 | TRUE | FALSE | 2.4694 | 3.1122 | 1.237 | 0.35
ACCOMODATION_HOTEL_LARGE | ASHRAE_901_2010 | 3 | DIFFERENTIAL_DRY_BULB | 0.22857 | 0.11429 | TRUE | FALSE | 2.2245 | 3.7245 | 1.237 | 0.35
ACCOMODATION_HOTEL_LARGE | ASHRAE_901_2010 | 4 | DIFFERENTIAL_DRY_BULB | 0.22857 | 0.11429 | TRUE | FALSE | 1.9796 | 4.3367 | 1.237 | 0.35
ACCOMODATION_HOTEL_LARGE | ASHRAE_901_2010 | 5 | DIFFERENTIAL_DRY_BULB | 0.22857 | 0.11429 | TRUE | FALSE | 1.7347 | 4.949 | 1.237 | 0.35
ACCOMODATION_HOTEL_LARGE | ASHRAE_901_2010 | 6 | DIFFERENTIAL_DRY_BULB | 0.22857 | 0.11429 | TRUE | FALSE | 1.4898 | 5.5612 | 1.237 | 0.35
ACCOMODATION_HOTEL_LARGE | ASHRAE_901_2010 | 7 | DIFFERENTIAL_DRY_BULB | 0.22857 | 0.11429 | TRUE | FALSE | 1.2449 | 6.1735 | 1.237 | 0.35
ACCOMODATION_HOTEL_LARGE | ASHRAE_901_2010 | 8 | DIFFERENTIAL_DRY_BULB | 0.22857 | 0.11429 | TRUE | FALSE | 1 | 6.7857 | 1.237 | 0.35
ACCOMODATION_HOTEL_LARGE | ASHRAE_901_2013 | 1 | NO_ECONOMIZER | 0.28571 | 0.14286 | TRUE | FALSE | 3.1429 | 2.5 | 1.2247 | 0.35
ACCOMODATION_HOTEL_LARGE | ASHRAE_901_2013 | 2 | NO_ECONOMIZER | 0.28571 | 0.14286 | TRUE | FALSE | 2.8367 | 3.2653 | 1.2247 | 0.35
ACCOMODATION_HOTEL_LARGE | ASHRAE_901_2013 | 3 | DIFFERENTIAL_DRY_BULB | 0.28571 | 0.14286 | TRUE | FALSE | 2.5306 | 4.0306 | 1.2247 | 0.35
ACCOMODATION_HOTEL_LARGE | ASHRAE_901_2013 | 4 | DIFFERENTIAL_DRY_BULB | 0.28571 | 0.14286 | TRUE | FALSE | 2.2245 | 4.7959 | 1.2247 | 0.35
ACCOMODATION_HOTEL_LARGE | ASHRAE_901_2013 | 5 | DIFFERENTIAL_DRY_BULB | 0.28571 | 0.14286 | TRUE | FALSE | 1.9184 | 5.5612 | 1.2247 | 0.35
ACCOMODATION_HOTEL_LARGE | ASHRAE_901_2013 | 6 | DIFFERENTIAL_DRY_BULB | 0.28571 | 0.14286 | TRUE | FALSE | 1.6122 | 6.3265 | 1.2247 | 0.35
ACCOMODATION_HOTEL_LARGE | ASHRAE_901_2013 | 7 | DIFFERENTIAL_DRY_BULB | 0.28571 | 0.14286 | TRUE | FALSE | 1.3061 | 7.0918 | 1.2247 | 0.35
ACCOMODATION_HOTEL_LARGE | ASHRAE_901_2013 | 8 | DIFFERENTIAL_DRY_BULB | 0.28571 | 0.14286 | TRUE | FALSE | 1 | 7.8571 | 1.2247 | 0.35
ACCOMODATION_HOTEL_LARGE | ASHRAE_901_2016 | 1 | NO_ECONOMIZER | 0.34286 | 0.17143 | TRUE | FALSE | 3.5714 | 2.5 | 1.2123 | 0.35
ACCOMODATION_HOTEL_LARGE | ASHRAE_901_2016 | 2 | NO_ECONOMIZER | 0.34286 | 0.17143 | TRUE | FALSE | 3.2041 | 3.4184 | 1.2123 | 0.35
ACCOMODATION_HOTEL_LARGE | ASHRAE_901_2016 | 3 | DIFFERENTIAL_DRY_BULB | 0.34286 | 0.17143 | TRUE | FALSE | 2.8367 | 4.3367 | 1.2123 | 0.35
ACCOMODATION_HOTEL_LARGE | ASHRAE_901_2016 | 4 | DIFFERENTIAL_DRY_BULB | 0.34286 | 0.17143 | TRUE | FALSE | 2.4694 | 5.2551 | 1.2123 | 0.35
ACCOMODATION_HOTEL_LARGE | ASHRAE_901_2016 | 5 | DIFFERENTIAL_DRY_BULB | 0.34286 | 0.17143 | TRUE | FALSE | 2.102 | 6.1735 | 1.2123 | 0.35
ACCOMODATION_HOTEL_LARGE | ASHRAE_901_2016 | 6 | DIFFERENTIAL_DRY_BULB | 0.34286 | 0.17143 | TRUE | FALSE | 1.7347 | 7.0918 | 1.2123 | 0.35
ACCOMODATION_HOTEL_LARGE | ASHRAE_901_2016 | 7 | DIFFERENTIAL_DRY_BULB | 0.34286 | 0.17143 | TRUE | FALSE | 1.3673 | 8.0102 | 1.2123 | 0.35
ACCOMODATION_HOTEL_LARGE | ASHRAE_901_2016 | 8 | DIFFERENTIAL_DRY_BULB | 0.34286 | 0.17143 | TRUE | FALSE | 1 | 8.9286 | 1.2123 | 0.35
ACCOMODATION_HOTEL_LARGE | ASHRAE_901_2019 | 1 | NO_ECONOMIZER | 0.4 | 0.2 | TRUE | FALSE | 4 | 2.5 | 1.2 | 0.35
ACCOMODATION_HOTEL_LARGE | ASHRAE_901_2019 | 2 | NO_ECONOMIZER | 0.4 | 0.2 | TRUE | FALSE | 3.5714 | 3.5714 | 1.2 | 0.35
ACCOMODATION_HOTEL_LARGE | ASHRAE_901_2019 | 3 | DIFFERENTIAL_DRY_BULB | 0.4 | 0.2 | TRUE | FALSE | 3.1429 | 4.6429 | 1.2 | 0.35
ACCOMODATION_HOTEL_LARGE | ASHRAE_901_2019 | 4 | DIFFERENTIAL_DRY_BULB | 0.4 | 0.2 | TRUE | FALSE | 2.7143 | 5.7143 | 1.2 | 0.35
ACCOMODATION_HOTEL_LARGE | ASHRAE_901_2019 | 5 | DIFFERENTIAL_DRY_BULB | 0.4 | 0.2 | TRUE | FALSE | 2.2857 | 6.7857 | 1.2 | 0.35
ACCOMODATION_HOTEL_LARGE | ASHRAE_901_2019 | 6 | DIFFERENTIAL_DRY_BULB | 0.4 | 0.2 | TRUE | FALSE | 1.8571 | 7.8571 | 1.2 | 0.35
ACCOMODATION_HOTEL_LARGE | ASHRAE_901_2019 | 7 | DIFFERENTIAL_DRY_BULB | 0.4 | 0.2 | TRUE | FALSE | 1.4286 | 8.9286 | 1.2 | 0.35
ACCOMODATION_HOTEL_LARGE | ASHRAE_901_2019 | 8 | DIFFERENTIAL_DRY_BULB | 0.4 | 0.2 | TRUE | FALSE | 1 | 10 | 1.2 | 0.35
ACCOMODATION_HOTEL_LARGE | CBECS_1980_2004 | 1 | NO_ECONOMIZER | 0.057143 | 0.028571 | FALSE | FALSE | 1.4286 | 2.5 | 1.274 | 0.35
ACCOMODATION_HOTEL_LARGE | CBECS_1980_2004 | 2 | NO_ECONOMIZER | 0.057143 | 0.028571 | FALSE | FALSE | 1.3673 | 2.6531 | 1.274 | 0.35
ACCOMODATION_HOTEL_LARGE | CBECS_1980_2004 | 3 | NO_ECONOMIZER | 0.057143 | 0.028571 | FALSE | FALSE | 1.3061 | 2.8061 | 1.274 | 0.35
ACCOMODATION_HOTEL_LARGE | CBECS_1980_2004 | 4 | NO_ECONOMIZER | 0.057143 | 0.028571 | FALSE | FALSE | 1.2449 | 2.9592 | 1.274 | 0.35
ACCOMODATION_HOTEL_LARGE | CBECS_1980_2004 | 5 | NO_ECONOMIZER | 0.057143 | 0.028571 | FALSE | FALSE | 1.1837 | 3.1122 | 1.274 | 0.35
ACCOMODATION_HOTEL_LARGE | CBECS_1980_2004 | 6 | NO_ECONOMIZER | 0.057143 | 0.028571 | FALSE | FALSE | 1.1224 | 3.2653 | 1.274 | 0.35
ACCOMODATION_HOTEL_LARGE | CBECS_1980_2004 | 7 | NO_ECONOMIZER | 0.057143 | 0.028571 | FALSE | FALSE | 1.0612 | 3.4184 | 1.274 | 0.35
ACCOMODATION_HOTEL_LARGE | CBECS_1980_2004 | 8 | NO_ECONOMIZER | 0.057143 | 0.028571 | FALSE | FALSE | 1 | 3.5714 | 1.274 | 0.35
ACCOMODATION_HOTEL_LARGE | CBECS_PRE_1980 | 1 | NO_ECONOMIZER | 0 | 0 | FALSE | FALSE | 1 | 2.5 | 1.2863 | 0.35
ACCOMODATION_HOTEL_LARGE | CBECS_PRE_1980 | 2 | NO_ECONOMIZER | 0 | 0 | FALSE | FALSE | 1 | 2.5 | 1.2863 | 0.35
ACCOMODATION_HOTEL_LARGE | CBECS_PRE_1980 | 3 | NO_ECONOMIZER | 0 | 0 | FALSE | FALSE | 1 | 2.5 | 1.2863 | 0.35
ACCOMODATION_HOTEL_LARGE | CBECS_PRE_1980 | 4 | NO_ECONOMIZER | 0 | 0 | FALSE | FALSE | 1 | 2.5 | 1.2863 | 0.35
ACCOMODATION_HOTEL_LARGE | CBECS_PRE_1980 | 5 | NO_ECONOMIZER | 0 | 0 | FALSE | FALSE | 1 | 2.5 | 1.2863 | 0.35
ACCOMODATION_HOTEL_LARGE | CBECS_PRE_1980 | 6 | NO_ECONOMIZER | 0 | 0 | FALSE | FALSE | 1 | 2.5 | 1.2863 | 0.35
ACCOMODATION_HOTEL_LARGE | CBECS_PRE_1980 | 7 | NO_ECONOMIZER | 0 | 0 | FALSE | FALSE | 1 | 2.5 | 1.2863 | 0.35
ACCOMODATION_HOTEL_LARGE | CBECS_PRE_1980 | 8 | NO_ECONOMIZER | 0 | 0 | FALSE | FALSE | 1 | 2.5 | 1.2863 | 0.35
ACCOMODATION_HOTEL_SMALL | ASHRAE_901_2004 | 1 | NO_ECONOMIZER | 0.11429 | 0.057143 | FALSE | FALSE | 1.8571 | 2.5 | 1.4251 | 0.35
ACCOMODATION_HOTEL_SMALL | ASHRAE_901_2004 | 2 | NO_ECONOMIZER | 0.11429 | 0.057143 | FALSE | FALSE | 1.7347 | 2.8061 | 1.4251 | 0.35
ACCOMODATION_HOTEL_SMALL | ASHRAE_901_2004 | 3 | DIFFERENTIAL_DRY_BULB | 0.11429 | 0.057143 | FALSE | FALSE | 1.6122 | 3.1122 | 1.4251 | 0.35
ACCOMODATION_HOTEL_SMALL | ASHRAE_901_2004 | 4 | DIFFERENTIAL_DRY_BULB | 0.11429 | 0.057143 | FALSE | FALSE | 1.4898 | 3.4184 | 1.4251 | 0.35
ACCOMODATION_HOTEL_SMALL | ASHRAE_901_2004 | 5 | DIFFERENTIAL_DRY_BULB | 0.11429 | 0.057143 | FALSE | FALSE | 1.3673 | 3.7245 | 1.4251 | 0.35
ACCOMODATION_HOTEL_SMALL | ASHRAE_901_2004 | 6 | DIFFERENTIAL_DRY_BULB | 0.11429 | 0.057143 | FALSE | FALSE | 1.2449 | 4.0306 | 1.4251 | 0.35
ACCOMODATION_HOTEL_SMALL | ASHRAE_901_2004 | 7 | DIFFERENTIAL_DRY_BULB | 0.11429 | 0.057143 | FALSE | FALSE | 1.1224 | 4.3367 | 1.4251 | 0.35
ACCOMODATION_HOTEL_SMALL | ASHRAE_901_2004 | 8 | DIFFERENTIAL_DRY_BULB | 0.11429 | 0.057143 | FALSE | FALSE | 1 | 4.6429 | 1.4251 | 0.35
ACCOMODATION_HOTEL_SMALL | ASHRAE_901_2007 | 1 | NO_ECONOMIZER | 0.17143 | 0.085714 | TRUE | FALSE | 2.2857 | 2.5 | 1.3801 | 0.35
ACCOMODATION_HOTEL_SMALL | ASHRAE_901_2007 | 2 | NO_ECONOMIZER | 0.17143 | 0.085714 | TRUE | FALSE | 2.102 | 2.9592 | 1.3801 | 0.35
ACCOMODATION_HOTEL_SMALL | ASHRAE_901_2007 | 3 | DIFFERENTIAL_DRY_BULB | 0.17143 | 0.085714 | TRUE | FALSE | 1.9184 | 3.4184 | 1.3801 | 0.35
ACCOMODATION_HOTEL_SMALL | ASHRAE_901_2007 | 4 | DIFFERENTIAL_DRY_BULB | 0.17143 | 0.085714 | TRUE | FALSE | 1.7347 | 3.8776 | 1.3801 | 0.35
ACCOMODATION_HOTEL_SMALL | ASHRAE_901_2007 | 5 | DIFFERENTIAL_DRY_BULB | 0.17143 | 0.085714 | TRUE | FALSE | 1.551 | 4.3367 | 1.3801 | 0.35
ACCOMODATION_HOTEL_SMALL | ASHRAE_901_2007 | 6 | DIFFERENTIAL_DRY_BULB | 0.17143 | 0.085714 | TRUE | FALSE | 1.3673 | 4.7959 | 1.3801 | 0.35
ACCOMODATION_HOTEL_SMALL | ASHRAE_901_2007 | 7 | DIFFERENTIAL_DRY_BULB | 0.17143 | 0.085714 | TRUE | FALSE | 1.1837 | 5.2551 | 1.3801 | 0.35
ACCOMODATION_HOTEL_SMALL | ASHRAE_901_2007 | 8 | DIFFERENTIAL_DRY_BULB | 0.17143 | 0.085714 | TRUE | FALSE | 1 | 5.7143 | 1.3801 | 0.35
ACCOMODATION_HOTEL_SMALL | ASHRAE_901_2010 | 1 | NO_ECONOMIZER | 0.22857 | 0.11429 | TRUE | FALSE | 2.7143 | 2.5 | 1.3351 | 0.35
ACCOMODATION_HOTEL_SMALL | ASHRAE_901_2010 | 2 | NO_ECONOMIZER | 0.22857 | 0.11429 | TRUE | FALSE | 2.4694 | 3.1122 | 1.3351 | 0.35
ACCOMODATION_HOTEL_SMALL | ASHRAE_901_2010 | 3 | DIFFERENTIAL_DRY_BULB | 0.22857 | 0.11429 | TRUE | FALSE | 2.2245 | 3.7245 | 1.3351 | 0.35
ACCOMODATION_HOTEL_SMALL | ASHRAE_901_2010 | 4 | DIFFERENTIAL_DRY_BULB | 0.22857 | 0.11429 | TRUE | FALSE | 1.9796 | 4.3367 | 1.3351 | 0.35
ACCOMODATION_HOTEL_SMALL | ASHRAE_901_2010 | 5 | DIFFERENTIAL_DRY_BULB | 0.22857 | 0.11429 | TRUE | FALSE | 1.7347 | 4.949 | 1.3351 | 0.35
ACCOMODATION_HOTEL_SMALL | ASHRAE_901_2010 | 6 | DIFFERENTIAL_DRY_BULB | 0.22857 | 0.11429 | TRUE | FALSE | 1.4898 | 5.5612 | 1.3351 | 0.35
ACCOMODATION_HOTEL_SMALL | ASHRAE_901_2010 | 7 | DIFFERENTIAL_DRY_BULB | 0.22857 | 0.11429 | TRUE | FALSE | 1.2449 | 6.1735 | 1.3351 | 0.35
ACCOMODATION_HOTEL_SMALL | ASHRAE_901_2010 | 8 | DIFFERENTIAL_DRY_BULB | 0.22857 | 0.11429 | TRUE | FALSE | 1 | 6.7857 | 1.3351 | 0.35
ACCOMODATION_HOTEL_SMALL | ASHRAE_901_2013 | 1 | NO_ECONOMIZER | 0.28571 | 0.14286 | TRUE | FALSE | 3.1429 | 2.5 | 1.29 | 0.35
ACCOMODATION_HOTEL_SMALL | ASHRAE_901_2013 | 2 | NO_ECONOMIZER | 0.28571 | 0.14286 | TRUE | FALSE | 2.8367 | 3.2653 | 1.29 | 0.35
ACCOMODATION_HOTEL_SMALL | ASHRAE_901_2013 | 3 | DIFFERENTIAL_DRY_BULB | 0.28571 | 0.14286 | TRUE | FALSE | 2.5306 | 4.0306 | 1.29 | 0.35
ACCOMODATION_HOTEL_SMALL | ASHRAE_901_2013 | 4 | DIFFERENTIAL_DRY_BULB | 0.28571 | 0.14286 | TRUE | FALSE | 2.2245 | 4.7959 | 1.29 | 0.35
ACCOMODATION_HOTEL_SMALL | ASHRAE_901_2013 | 5 | DIFFERENTIAL_DRY_BULB | 0.28571 | 0.14286 | TRUE | FALSE | 1.9184 | 5.5612 | 1.29 | 0.35
ACCOMODATION_HOTEL_SMALL | ASHRAE_901_2013 | 6 | DIFFERENTIAL_DRY_BULB | 0.28571 | 0.14286 | TRUE | FALSE | 1.6122 | 6.3265 | 1.29 | 0.35
ACCOMODATION_HOTEL_SMALL | ASHRAE_901_2013 | 7 | DIFFERENTIAL_DRY_BULB | 0.28571 | 0.14286 | TRUE | FALSE | 1.3061 | 7.0918 | 1.29 | 0.35
ACCOMODATION_HOTEL_SMALL | ASHRAE_901_2013 | 8 | DIFFERENTIAL_DRY_BULB | 0.28571 | 0.14286 | TRUE | FALSE | 1 | 7.8571 | 1.29 | 0.35
ACCOMODATION_HOTEL_SMALL | ASHRAE_901_2016 | 1 | NO_ECONOMIZER | 0.34286 | 0.17143 | TRUE | FALSE | 3.5714 | 2.5 | 1.245 | 0.35
ACCOMODATION_HOTEL_SMALL | ASHRAE_901_2016 | 2 | NO_ECONOMIZER | 0.34286 | 0.17143 | TRUE | FALSE | 3.2041 | 3.4184 | 1.245 | 0.35
ACCOMODATION_HOTEL_SMALL | ASHRAE_901_2016 | 3 | DIFFERENTIAL_DRY_BULB | 0.34286 | 0.17143 | TRUE | FALSE | 2.8367 | 4.3367 | 1.245 | 0.35
ACCOMODATION_HOTEL_SMALL | ASHRAE_901_2016 | 4 | DIFFERENTIAL_DRY_BULB | 0.34286 | 0.17143 | TRUE | FALSE | 2.4694 | 5.2551 | 1.245 | 0.35
ACCOMODATION_HOTEL_SMALL | ASHRAE_901_2016 | 5 | DIFFERENTIAL_DRY_BULB | 0.34286 | 0.17143 | TRUE | FALSE | 2.102 | 6.1735 | 1.245 | 0.35
ACCOMODATION_HOTEL_SMALL | ASHRAE_901_2016 | 6 | DIFFERENTIAL_DRY_BULB | 0.34286 | 0.17143 | TRUE | FALSE | 1.7347 | 7.0918 | 1.245 | 0.35
ACCOMODATION_HOTEL_SMALL | ASHRAE_901_2016 | 7 | DIFFERENTIAL_DRY_BULB | 0.34286 | 0.17143 | TRUE | FALSE | 1.3673 | 8.0102 | 1.245 | 0.35
ACCOMODATION_HOTEL_SMALL | ASHRAE_901_2016 | 8 | DIFFERENTIAL_DRY_BULB | 0.34286 | 0.17143 | TRUE | FALSE | 1 | 8.9286 | 1.245 | 0.35
ACCOMODATION_HOTEL_SMALL | ASHRAE_901_2019 | 1 | NO_ECONOMIZER | 0.4 | 0.2 | TRUE | FALSE | 4 | 2.5 | 1.2 | 0.35
ACCOMODATION_HOTEL_SMALL | ASHRAE_901_2019 | 2 | NO_ECONOMIZER | 0.4 | 0.2 | TRUE | FALSE | 3.5714 | 3.5714 | 1.2 | 0.35
ACCOMODATION_HOTEL_SMALL | ASHRAE_901_2019 | 3 | DIFFERENTIAL_DRY_BULB | 0.4 | 0.2 | TRUE | FALSE | 3.1429 | 4.6429 | 1.2 | 0.35
ACCOMODATION_HOTEL_SMALL | ASHRAE_901_2019 | 4 | DIFFERENTIAL_DRY_BULB | 0.4 | 0.2 | TRUE | FALSE | 2.7143 | 5.7143 | 1.2 | 0.35
ACCOMODATION_HOTEL_SMALL | ASHRAE_901_2019 | 5 | DIFFERENTIAL_DRY_BULB | 0.4 | 0.2 | TRUE | FALSE | 2.2857 | 6.7857 | 1.2 | 0.35
ACCOMODATION_HOTEL_SMALL | ASHRAE_901_2019 | 6 | DIFFERENTIAL_DRY_BULB | 0.4 | 0.2 | TRUE | FALSE | 1.8571 | 7.8571 | 1.2 | 0.35
ACCOMODATION_HOTEL_SMALL | ASHRAE_901_2019 | 7 | DIFFERENTIAL_DRY_BULB | 0.4 | 0.2 | TRUE | FALSE | 1.4286 | 8.9286 | 1.2 | 0.35
ACCOMODATION_HOTEL_SMALL | ASHRAE_901_2019 | 8 | DIFFERENTIAL_DRY_BULB | 0.4 | 0.2 | TRUE | FALSE | 1 | 10 | 1.2 | 0.35
ACCOMODATION_HOTEL_SMALL | CBECS_1980_2004 | 1 | NO_ECONOMIZER | 0.057143 | 0.028571 | FALSE | FALSE | 1.4286 | 2.5 | 1.4701 | 0.35
ACCOMODATION_HOTEL_SMALL | CBECS_1980_2004 | 2 | NO_ECONOMIZER | 0.057143 | 0.028571 | FALSE | FALSE | 1.3673 | 2.6531 | 1.4701 | 0.35
ACCOMODATION_HOTEL_SMALL | CBECS_1980_2004 | 3 | NO_ECONOMIZER | 0.057143 | 0.028571 | FALSE | FALSE | 1.3061 | 2.8061 | 1.4701 | 0.35
ACCOMODATION_HOTEL_SMALL | CBECS_1980_2004 | 4 | NO_ECONOMIZER | 0.057143 | 0.028571 | FALSE | FALSE | 1.2449 | 2.9592 | 1.4701 | 0.35
ACCOMODATION_HOTEL_SMALL | CBECS_1980_2004 | 5 | NO_ECONOMIZER | 0.057143 | 0.028571 | FALSE | FALSE | 1.1837 | 3.1122 | 1.4701 | 0.35
ACCOMODATION_HOTEL_SMALL | CBECS_1980_2004 | 6 | NO_ECONOMIZER | 0.057143 | 0.028571 | FALSE | FALSE | 1.1224 | 3.2653 | 1.4701 | 0.35
ACCOMODATION_HOTEL_SMALL | CBECS_1980_2004 | 7 | NO_ECONOMIZER | 0.057143 | 0.028571 | FALSE | FALSE | 1.0612 | 3.4184 | 1.4701 | 0.35
ACCOMODATION_HOTEL_SMALL | CBECS_1980_2004 | 8 | NO_ECONOMIZER | 0.057143 | 0.028571 | FALSE | FALSE | 1 | 3.5714 | 1.4701 | 0.35
ACCOMODATION_HOTEL_SMALL | CBECS_PRE_1980 | 1 | NO_ECONOMIZER | 0 | 0 | FALSE | FALSE | 1 | 2.5 | 1.5152 | 0.35
ACCOMODATION_HOTEL_SMALL | CBECS_PRE_1980 | 2 | NO_ECONOMIZER | 0 | 0 | FALSE | FALSE | 1 | 2.5 | 1.5152 | 0.35
ACCOMODATION_HOTEL_SMALL | CBECS_PRE_1980 | 3 | NO_ECONOMIZER | 0 | 0 | FALSE | FALSE | 1 | 2.5 | 1.5152 | 0.35
ACCOMODATION_HOTEL_SMALL | CBECS_PRE_1980 | 4 | NO_ECONOMIZER | 0 | 0 | FALSE | FALSE | 1 | 2.5 | 1.5152 | 0.35
ACCOMODATION_HOTEL_SMALL | CBECS_PRE_1980 | 5 | NO_ECONOMIZER | 0 | 0 | FALSE | FALSE | 1 | 2.5 | 1.5152 | 0.35
ACCOMODATION_HOTEL_SMALL | CBECS_PRE_1980 | 6 | NO_ECONOMIZER | 0 | 0 | FALSE | FALSE | 1 | 2.5 | 1.5152 | 0.35
ACCOMODATION_HOTEL_SMALL | CBECS_PRE_1980 | 7 | NO_ECONOMIZER | 0 | 0 | FALSE | FALSE | 1 | 2.5 | 1.5152 | 0.35
ACCOMODATION_HOTEL_SMALL | CBECS_PRE_1980 | 8 | NO_ECONOMIZER | 0 | 0 | FALSE | FALSE | 1 | 2.5 | 1.5152 | 0.35
ACCOMODATION_HOUSE_LOWRISE | ASHRAE_901_2004 | 1 | NO_ECONOMIZER | 0.11429 | 0.057143 | FALSE | FALSE | 1.8571 | 2.5 | 1.2803 | 0.35
ACCOMODATION_HOUSE_LOWRISE | ASHRAE_901_2004 | 2 | NO_ECONOMIZER | 0.11429 | 0.057143 | FALSE | FALSE | 1.7347 | 2.8061 | 1.2803 | 0.35
ACCOMODATION_HOUSE_LOWRISE | ASHRAE_901_2004 | 3 | DIFFERENTIAL_DRY_BULB | 0.11429 | 0.057143 | FALSE | FALSE | 1.6122 | 3.1122 | 1.2803 | 0.35
ACCOMODATION_HOUSE_LOWRISE | ASHRAE_901_2004 | 4 | DIFFERENTIAL_DRY_BULB | 0.11429 | 0.057143 | FALSE | FALSE | 1.4898 | 3.4184 | 1.2803 | 0.35
ACCOMODATION_HOUSE_LOWRISE | ASHRAE_901_2004 | 5 | DIFFERENTIAL_DRY_BULB | 0.11429 | 0.057143 | FALSE | FALSE | 1.3673 | 3.7245 | 1.2803 | 0.35
ACCOMODATION_HOUSE_LOWRISE | ASHRAE_901_2004 | 6 | DIFFERENTIAL_DRY_BULB | 0.11429 | 0.057143 | FALSE | FALSE | 1.2449 | 4.0306 | 1.2803 | 0.35
ACCOMODATION_HOUSE_LOWRISE | ASHRAE_901_2004 | 7 | DIFFERENTIAL_DRY_BULB | 0.11429 | 0.057143 | FALSE | FALSE | 1.1224 | 4.3367 | 1.2803 | 0.35
ACCOMODATION_HOUSE_LOWRISE | ASHRAE_901_2004 | 8 | DIFFERENTIAL_DRY_BULB | 0.11429 | 0.057143 | FALSE | FALSE | 1 | 4.6429 | 1.2803 | 0.35
ACCOMODATION_HOUSE_LOWRISE | ASHRAE_901_2007 | 1 | NO_ECONOMIZER | 0.17143 | 0.085714 | TRUE | FALSE | 2.2857 | 2.5 | 1.2642 | 0.35
ACCOMODATION_HOUSE_LOWRISE | ASHRAE_901_2007 | 2 | NO_ECONOMIZER | 0.17143 | 0.085714 | TRUE | FALSE | 2.102 | 2.9592 | 1.2642 | 0.35
ACCOMODATION_HOUSE_LOWRISE | ASHRAE_901_2007 | 3 | DIFFERENTIAL_DRY_BULB | 0.17143 | 0.085714 | TRUE | FALSE | 1.9184 | 3.4184 | 1.2642 | 0.35
ACCOMODATION_HOUSE_LOWRISE | ASHRAE_901_2007 | 4 | DIFFERENTIAL_DRY_BULB | 0.17143 | 0.085714 | TRUE | FALSE | 1.7347 | 3.8776 | 1.2642 | 0.35
ACCOMODATION_HOUSE_LOWRISE | ASHRAE_901_2007 | 5 | DIFFERENTIAL_DRY_BULB | 0.17143 | 0.085714 | TRUE | FALSE | 1.551 | 4.3367 | 1.2642 | 0.35
ACCOMODATION_HOUSE_LOWRISE | ASHRAE_901_2007 | 6 | DIFFERENTIAL_DRY_BULB | 0.17143 | 0.085714 | TRUE | FALSE | 1.3673 | 4.7959 | 1.2642 | 0.35
ACCOMODATION_HOUSE_LOWRISE | ASHRAE_901_2007 | 7 | DIFFERENTIAL_DRY_BULB | 0.17143 | 0.085714 | TRUE | FALSE | 1.1837 | 5.2551 | 1.2642 | 0.35
ACCOMODATION_HOUSE_LOWRISE | ASHRAE_901_2007 | 8 | DIFFERENTIAL_DRY_BULB | 0.17143 | 0.085714 | TRUE | FALSE | 1 | 5.7143 | 1.2642 | 0.35
ACCOMODATION_HOUSE_LOWRISE | ASHRAE_901_2010 | 1 | NO_ECONOMIZER | 0.22857 | 0.11429 | TRUE | FALSE | 2.7143 | 2.5 | 1.2482 | 0.35
ACCOMODATION_HOUSE_LOWRISE | ASHRAE_901_2010 | 2 | NO_ECONOMIZER | 0.22857 | 0.11429 | TRUE | FALSE | 2.4694 | 3.1122 | 1.2482 | 0.35
ACCOMODATION_HOUSE_LOWRISE | ASHRAE_901_2010 | 3 | DIFFERENTIAL_DRY_BULB | 0.22857 | 0.11429 | TRUE | FALSE | 2.2245 | 3.7245 | 1.2482 | 0.35
ACCOMODATION_HOUSE_LOWRISE | ASHRAE_901_2010 | 4 | DIFFERENTIAL_DRY_BULB | 0.22857 | 0.11429 | TRUE | FALSE | 1.9796 | 4.3367 | 1.2482 | 0.35
ACCOMODATION_HOUSE_LOWRISE | ASHRAE_901_2010 | 5 | DIFFERENTIAL_DRY_BULB | 0.22857 | 0.11429 | TRUE | FALSE | 1.7347 | 4.949 | 1.2482 | 0.35
ACCOMODATION_HOUSE_LOWRISE | ASHRAE_901_2010 | 6 | DIFFERENTIAL_DRY_BULB | 0.22857 | 0.11429 | TRUE | FALSE | 1.4898 | 5.5612 | 1.2482 | 0.35
ACCOMODATION_HOUSE_LOWRISE | ASHRAE_901_2010 | 7 | DIFFERENTIAL_DRY_BULB | 0.22857 | 0.11429 | TRUE | FALSE | 1.2449 | 6.1735 | 1.2482 | 0.35
ACCOMODATION_HOUSE_LOWRISE | ASHRAE_901_2010 | 8 | DIFFERENTIAL_DRY_BULB | 0.22857 | 0.11429 | TRUE | FALSE | 1 | 6.7857 | 1.2482 | 0.35
ACCOMODATION_HOUSE_LOWRISE | ASHRAE_901_2013 | 1 | NO_ECONOMIZER | 0.28571 | 0.14286 | TRUE | FALSE | 3.1429 | 2.5 | 1.2321 | 0.35
ACCOMODATION_HOUSE_LOWRISE | ASHRAE_901_2013 | 2 | NO_ECONOMIZER | 0.28571 | 0.14286 | TRUE | FALSE | 2.8367 | 3.2653 | 1.2321 | 0.35
ACCOMODATION_HOUSE_LOWRISE | ASHRAE_901_2013 | 3 | DIFFERENTIAL_DRY_BULB | 0.28571 | 0.14286 | TRUE | FALSE | 2.5306 | 4.0306 | 1.2321 | 0.35
ACCOMODATION_HOUSE_LOWRISE | ASHRAE_901_2013 | 4 | DIFFERENTIAL_DRY_BULB | 0.28571 | 0.14286 | TRUE | FALSE | 2.2245 | 4.7959 | 1.2321 | 0.35
ACCOMODATION_HOUSE_LOWRISE | ASHRAE_901_2013 | 5 | DIFFERENTIAL_DRY_BULB | 0.28571 | 0.14286 | TRUE | FALSE | 1.9184 | 5.5612 | 1.2321 | 0.35
ACCOMODATION_HOUSE_LOWRISE | ASHRAE_901_2013 | 6 | DIFFERENTIAL_DRY_BULB | 0.28571 | 0.14286 | TRUE | FALSE | 1.6122 | 6.3265 | 1.2321 | 0.35
ACCOMODATION_HOUSE_LOWRISE | ASHRAE_901_2013 | 7 | DIFFERENTIAL_DRY_BULB | 0.28571 | 0.14286 | TRUE | FALSE | 1.3061 | 7.0918 | 1.2321 | 0.35
ACCOMODATION_HOUSE_LOWRISE | ASHRAE_901_2013 | 8 | DIFFERENTIAL_DRY_BULB | 0.28571 | 0.14286 | TRUE | FALSE | 1 | 7.8571 | 1.2321 | 0.35
ACCOMODATION_HOUSE_LOWRISE | ASHRAE_901_2016 | 1 | NO_ECONOMIZER | 0.34286 | 0.17143 | TRUE | FALSE | 3.5714 | 2.5 | 1.2161 | 0.35
ACCOMODATION_HOUSE_LOWRISE | ASHRAE_901_2016 | 2 | NO_ECONOMIZER | 0.34286 | 0.17143 | TRUE | FALSE | 3.2041 | 3.4184 | 1.2161 | 0.35
ACCOMODATION_HOUSE_LOWRISE | ASHRAE_901_2016 | 3 | DIFFERENTIAL_DRY_BULB | 0.34286 | 0.17143 | TRUE | FALSE | 2.8367 | 4.3367 | 1.2161 | 0.35
ACCOMODATION_HOUSE_LOWRISE | ASHRAE_901_2016 | 4 | DIFFERENTIAL_DRY_BULB | 0.34286 | 0.17143 | TRUE | FALSE | 2.4694 | 5.2551 | 1.2161 | 0.35
ACCOMODATION_HOUSE_LOWRISE | ASHRAE_901_2016 | 5 | DIFFERENTIAL_DRY_BULB | 0.34286 | 0.17143 | TRUE | FALSE | 2.102 | 6.1735 | 1.2161 | 0.35
ACCOMODATION_HOUSE_LOWRISE | ASHRAE_901_2016 | 6 | DIFFERENTIAL_DRY_BULB | 0.34286 | 0.17143 | TRUE | FALSE | 1.7347 | 7.0918 | 1.2161 | 0.35
ACCOMODATION_HOUSE_LOWRISE | ASHRAE_901_2016 | 7 | DIFFERENTIAL_DRY_BULB | 0.34286 | 0.17143 | TRUE | FALSE | 1.3673 | 8.0102 | 1.2161 | 0.35
ACCOMODATION_HOUSE_LOWRISE | ASHRAE_901_2016 | 8 | DIFFERENTIAL_DRY_BULB | 0.34286 | 0.17143 | TRUE | FALSE | 1 | 8.9286 | 1.2161 | 0.35
ACCOMODATION_HOUSE_LOWRISE | ASHRAE_901_2019 | 1 | NO_ECONOMIZER | 0.4 | 0.2 | TRUE | FALSE | 4 | 2.5 | 1.2 | 0.35
ACCOMODATION_HOUSE_LOWRISE | ASHRAE_901_2019 | 2 | NO_ECONOMIZER | 0.4 | 0.2 | TRUE | FALSE | 3.5714 | 3.5714 | 1.2 | 0.35
ACCOMODATION_HOUSE_LOWRISE | ASHRAE_901_2019 | 3 | DIFFERENTIAL_DRY_BULB | 0.4 | 0.2 | TRUE | FALSE | 3.1429 | 4.6429 | 1.2 | 0.35
ACCOMODATION_HOUSE_LOWRISE | ASHRAE_901_2019 | 4 | DIFFERENTIAL_DRY_BULB | 0.4 | 0.2 | TRUE | FALSE | 2.7143 | 5.7143 | 1.2 | 0.35
ACCOMODATION_HOUSE_LOWRISE | ASHRAE_901_2019 | 5 | DIFFERENTIAL_DRY_BULB | 0.4 | 0.2 | TRUE | FALSE | 2.2857 | 6.7857 | 1.2 | 0.35
ACCOMODATION_HOUSE_LOWRISE | ASHRAE_901_2019 | 6 | DIFFERENTIAL_DRY_BULB | 0.4 | 0.2 | TRUE | FALSE | 1.8571 | 7.8571 | 1.2 | 0.35
ACCOMODATION_HOUSE_LOWRISE | ASHRAE_901_2019 | 7 | DIFFERENTIAL_DRY_BULB | 0.4 | 0.2 | TRUE | FALSE | 1.4286 | 8.9286 | 1.2 | 0.35
ACCOMODATION_HOUSE_LOWRISE | ASHRAE_901_2019 | 8 | DIFFERENTIAL_DRY_BULB | 0.4 | 0.2 | TRUE | FALSE | 1 | 10 | 1.2 | 0.35
ACCOMODATION_HOUSE_LOWRISE | CBECS_1980_2004 | 1 | NO_ECONOMIZER | 0.057143 | 0.028571 | FALSE | FALSE | 1.4286 | 2.5 | 1.2963 | 0.35
ACCOMODATION_HOUSE_LOWRISE | CBECS_1980_2004 | 2 | NO_ECONOMIZER | 0.057143 | 0.028571 | FALSE | FALSE | 1.3673 | 2.6531 | 1.2963 | 0.35
ACCOMODATION_HOUSE_LOWRISE | CBECS_1980_2004 | 3 | NO_ECONOMIZER | 0.057143 | 0.028571 | FALSE | FALSE | 1.3061 | 2.8061 | 1.2963 | 0.35
ACCOMODATION_HOUSE_LOWRISE | CBECS_1980_2004 | 4 | NO_ECONOMIZER | 0.057143 | 0.028571 | FALSE | FALSE | 1.2449 | 2.9592 | 1.2963 | 0.35
ACCOMODATION_HOUSE_LOWRISE | CBECS_1980_2004 | 5 | NO_ECONOMIZER | 0.057143 | 0.028571 | FALSE | FALSE | 1.1837 | 3.1122 | 1.2963 | 0.35
ACCOMODATION_HOUSE_LOWRISE | CBECS_1980_2004 | 6 | NO_ECONOMIZER | 0.057143 | 0.028571 | FALSE | FALSE | 1.1224 | 3.2653 | 1.2963 | 0.35
ACCOMODATION_HOUSE_LOWRISE | CBECS_1980_2004 | 7 | NO_ECONOMIZER | 0.057143 | 0.028571 | FALSE | FALSE | 1.0612 | 3.4184 | 1.2963 | 0.35
ACCOMODATION_HOUSE_LOWRISE | CBECS_1980_2004 | 8 | NO_ECONOMIZER | 0.057143 | 0.028571 | FALSE | FALSE | 1 | 3.5714 | 1.2963 | 0.35
ACCOMODATION_HOUSE_LOWRISE | CBECS_PRE_1980 | 1 | NO_ECONOMIZER | 0 | 0 | FALSE | FALSE | 1 | 2.5 | 1.3124 | 0.35
ACCOMODATION_HOUSE_LOWRISE | CBECS_PRE_1980 | 2 | NO_ECONOMIZER | 0 | 0 | FALSE | FALSE | 1 | 2.5 | 1.3124 | 0.35
ACCOMODATION_HOUSE_LOWRISE | CBECS_PRE_1980 | 3 | NO_ECONOMIZER | 0 | 0 | FALSE | FALSE | 1 | 2.5 | 1.3124 | 0.35
ACCOMODATION_HOUSE_LOWRISE | CBECS_PRE_1980 | 4 | NO_ECONOMIZER | 0 | 0 | FALSE | FALSE | 1 | 2.5 | 1.3124 | 0.35
ACCOMODATION_HOUSE_LOWRISE | CBECS_PRE_1980 | 5 | NO_ECONOMIZER | 0 | 0 | FALSE | FALSE | 1 | 2.5 | 1.3124 | 0.35
ACCOMODATION_HOUSE_LOWRISE | CBECS_PRE_1980 | 6 | NO_ECONOMIZER | 0 | 0 | FALSE | FALSE | 1 | 2.5 | 1.3124 | 0.35
ACCOMODATION_HOUSE_LOWRISE | CBECS_PRE_1980 | 7 | NO_ECONOMIZER | 0 | 0 | FALSE | FALSE | 1 | 2.5 | 1.3124 | 0.35
ACCOMODATION_HOUSE_LOWRISE | CBECS_PRE_1980 | 8 | NO_ECONOMIZER | 0 | 0 | FALSE | FALSE | 1 | 2.5 | 1.3124 | 0.35
CIVIC_CONCERT_HALL | ASHRAE_901_2004 | 1 | NO_ECONOMIZER | 0.11429 | 0.057143 | FALSE | TRUE | 1.8571 | 2.5 | 1.2 | 0.35
CIVIC_CONCERT_HALL | ASHRAE_901_2004 | 2 | NO_ECONOMIZER | 0.11429 | 0.057143 | FALSE | TRUE | 1.7347 | 2.8061 | 1.2 | 0.35
CIVIC_CONCERT_HALL | ASHRAE_901_2004 | 3 | DIFFERENTIAL_DRY_BULB | 0.11429 | 0.057143 | FALSE | TRUE | 1.6122 | 3.1122 | 1.2 | 0.35
CIVIC_CONCERT_HALL | ASHRAE_901_2004 | 4 | DIFFERENTIAL_DRY_BULB | 0.11429 | 0.057143 | FALSE | TRUE | 1.4898 | 3.4184 | 1.2 | 0.35
CIVIC_CONCERT_HALL | ASHRAE_901_2004 | 5 | DIFFERENTIAL_DRY_BULB | 0.11429 | 0.057143 | FALSE | TRUE | 1.3673 | 3.7245 | 1.2 | 0.35
CIVIC_CONCERT_HALL | ASHRAE_901_2004 | 6 | DIFFERENTIAL_DRY_BULB | 0.11429 | 0.057143 | FALSE | TRUE | 1.2449 | 4.0306 | 1.2 | 0.35
CIVIC_CONCERT_HALL | ASHRAE_901_2004 | 7 | DIFFERENTIAL_DRY_BULB | 0.11429 | 0.057143 | FALSE | TRUE | 1.1224 | 4.3367 | 1.2 | 0.35
CIVIC_CONCERT_HALL | ASHRAE_901_2004 | 8 | DIFFERENTIAL_DRY_BULB | 0.11429 | 0.057143 | FALSE | TRUE | 1 | 4.6429 | 1.2 | 0.35
CIVIC_CONCERT_HALL | ASHRAE_901_2007 | 1 | NO_ECONOMIZER | 0.17143 | 0.085714 | FALSE | TRUE | 2.2857 | 2.5 | 1.2 | 0.35
CIVIC_CONCERT_HALL | ASHRAE_901_2007 | 2 | NO_ECONOMIZER | 0.17143 | 0.085714 | FALSE | TRUE | 2.102 | 2.9592 | 1.2 | 0.35
CIVIC_CONCERT_HALL | ASHRAE_901_2007 | 3 | DIFFERENTIAL_DRY_BULB | 0.17143 | 0.085714 | FALSE | TRUE | 1.9184 | 3.4184 | 1.2 | 0.35
CIVIC_CONCERT_HALL | ASHRAE_901_2007 | 4 | DIFFERENTIAL_DRY_BULB | 0.17143 | 0.085714 | FALSE | TRUE | 1.7347 | 3.8776 | 1.2 | 0.35
CIVIC_CONCERT_HALL | ASHRAE_901_2007 | 5 | DIFFERENTIAL_DRY_BULB | 0.17143 | 0.085714 | FALSE | TRUE | 1.551 | 4.3367 | 1.2 | 0.35
CIVIC_CONCERT_HALL | ASHRAE_901_2007 | 6 | DIFFERENTIAL_DRY_BULB | 0.17143 | 0.085714 | FALSE | TRUE | 1.3673 | 4.7959 | 1.2 | 0.35
CIVIC_CONCERT_HALL | ASHRAE_901_2007 | 7 | DIFFERENTIAL_DRY_BULB | 0.17143 | 0.085714 | FALSE | TRUE | 1.1837 | 5.2551 | 1.2 | 0.35
CIVIC_CONCERT_HALL | ASHRAE_901_2007 | 8 | DIFFERENTIAL_DRY_BULB | 0.17143 | 0.085714 | FALSE | TRUE | 1 | 5.7143 | 1.2 | 0.35
CIVIC_CONCERT_HALL | ASHRAE_901_2010 | 1 | NO_ECONOMIZER | 0.22857 | 0.11429 | FALSE | TRUE | 2.7143 | 2.5 | 1.2 | 0.35
CIVIC_CONCERT_HALL | ASHRAE_901_2010 | 2 | NO_ECONOMIZER | 0.22857 | 0.11429 | FALSE | TRUE | 2.4694 | 3.1122 | 1.2 | 0.35
CIVIC_CONCERT_HALL | ASHRAE_901_2010 | 3 | DIFFERENTIAL_DRY_BULB | 0.22857 | 0.11429 | FALSE | TRUE | 2.2245 | 3.7245 | 1.2 | 0.35
CIVIC_CONCERT_HALL | ASHRAE_901_2010 | 4 | DIFFERENTIAL_DRY_BULB | 0.22857 | 0.11429 | FALSE | TRUE | 1.9796 | 4.3367 | 1.2 | 0.35
CIVIC_CONCERT_HALL | ASHRAE_901_2010 | 5 | DIFFERENTIAL_DRY_BULB | 0.22857 | 0.11429 | FALSE | TRUE | 1.7347 | 4.949 | 1.2 | 0.35
CIVIC_CONCERT_HALL | ASHRAE_901_2010 | 6 | DIFFERENTIAL_DRY_BULB | 0.22857 | 0.11429 | FALSE | TRUE | 1.4898 | 5.5612 | 1.2 | 0.35
CIVIC_CONCERT_HALL | ASHRAE_901_2010 | 7 | DIFFERENTIAL_DRY_BULB | 0.22857 | 0.11429 | FALSE | TRUE | 1.2449 | 6.1735 | 1.2 | 0.35
CIVIC_CONCERT_HALL | ASHRAE_901_2010 | 8 | DIFFERENTIAL_DRY_BULB | 0.22857 | 0.11429 | FALSE | TRUE | 1 | 6.7857 | 1.2 | 0.35
CIVIC_CONCERT_HALL | ASHRAE_901_2013 | 1 | NO_ECONOMIZER | 0.28571 | 0.14286 | FALSE | TRUE | 3.1429 | 2.5 | 1.2 | 0.35
CIVIC_CONCERT_HALL | ASHRAE_901_2013 | 2 | NO_ECONOMIZER | 0.28571 | 0.14286 | FALSE | TRUE | 2.8367 | 3.2653 | 1.2 | 0.35
CIVIC_CONCERT_HALL | ASHRAE_901_2013 | 3 | DIFFERENTIAL_DRY_BULB | 0.28571 | 0.14286 | FALSE | TRUE | 2.5306 | 4.0306 | 1.2 | 0.35
CIVIC_CONCERT_HALL | ASHRAE_901_2013 | 4 | DIFFERENTIAL_DRY_BULB | 0.28571 | 0.14286 | FALSE | TRUE | 2.2245 | 4.7959 | 1.2 | 0.35
CIVIC_CONCERT_HALL | ASHRAE_901_2013 | 5 | DIFFERENTIAL_DRY_BULB | 0.28571 | 0.14286 | FALSE | TRUE | 1.9184 | 5.5612 | 1.2 | 0.35
CIVIC_CONCERT_HALL | ASHRAE_901_2013 | 6 | DIFFERENTIAL_DRY_BULB | 0.28571 | 0.14286 | FALSE | TRUE | 1.6122 | 6.3265 | 1.2 | 0.35
CIVIC_CONCERT_HALL | ASHRAE_901_2013 | 7 | DIFFERENTIAL_DRY_BULB | 0.28571 | 0.14286 | FALSE | TRUE | 1.3061 | 7.0918 | 1.2 | 0.35
CIVIC_CONCERT_HALL | ASHRAE_901_2013 | 8 | DIFFERENTIAL_DRY_BULB | 0.28571 | 0.14286 | FALSE | TRUE | 1 | 7.8571 | 1.2 | 0.35
CIVIC_CONCERT_HALL | ASHRAE_901_2016 | 1 | NO_ECONOMIZER | 0.34286 | 0.17143 | FALSE | TRUE | 3.5714 | 2.5 | 1.2 | 0.35
CIVIC_CONCERT_HALL | ASHRAE_901_2016 | 2 | NO_ECONOMIZER | 0.34286 | 0.17143 | FALSE | TRUE | 3.2041 | 3.4184 | 1.2 | 0.35
CIVIC_CONCERT_HALL | ASHRAE_901_2016 | 3 | DIFFERENTIAL_DRY_BULB | 0.34286 | 0.17143 | FALSE | TRUE | 2.8367 | 4.3367 | 1.2 | 0.35
CIVIC_CONCERT_HALL | ASHRAE_901_2016 | 4 | DIFFERENTIAL_DRY_BULB | 0.34286 | 0.17143 | FALSE | TRUE | 2.4694 | 5.2551 | 1.2 | 0.35
CIVIC_CONCERT_HALL | ASHRAE_901_2016 | 5 | DIFFERENTIAL_DRY_BULB | 0.34286 | 0.17143 | FALSE | TRUE | 2.102 | 6.1735 | 1.2 | 0.35
CIVIC_CONCERT_HALL | ASHRAE_901_2016 | 6 | DIFFERENTIAL_DRY_BULB | 0.34286 | 0.17143 | FALSE | TRUE | 1.7347 | 7.0918 | 1.2 | 0.35
CIVIC_CONCERT_HALL | ASHRAE_901_2016 | 7 | DIFFERENTIAL_DRY_BULB | 0.34286 | 0.17143 | FALSE | TRUE | 1.3673 | 8.0102 | 1.2 | 0.35
CIVIC_CONCERT_HALL | ASHRAE_901_2016 | 8 | DIFFERENTIAL_DRY_BULB | 0.34286 | 0.17143 | FALSE | TRUE | 1 | 8.9286 | 1.2 | 0.35
CIVIC_CONCERT_HALL | ASHRAE_901_2019 | 1 | NO_ECONOMIZER | 0.4 | 0.2 | FALSE | TRUE | 4 | 2.5 | 1.2 | 0.35
CIVIC_CONCERT_HALL | ASHRAE_901_2019 | 2 | NO_ECONOMIZER | 0.4 | 0.2 | FALSE | TRUE | 3.5714 | 3.5714 | 1.2 | 0.35
CIVIC_CONCERT_HALL | ASHRAE_901_2019 | 3 | DIFFERENTIAL_DRY_BULB | 0.4 | 0.2 | FALSE | TRUE | 3.1429 | 4.6429 | 1.2 | 0.35
CIVIC_CONCERT_HALL | ASHRAE_901_2019 | 4 | DIFFERENTIAL_DRY_BULB | 0.4 | 0.2 | FALSE | TRUE | 2.7143 | 5.7143 | 1.2 | 0.35
CIVIC_CONCERT_HALL | ASHRAE_901_2019 | 5 | DIFFERENTIAL_DRY_BULB | 0.4 | 0.2 | FALSE | TRUE | 2.2857 | 6.7857 | 1.2 | 0.35
CIVIC_CONCERT_HALL | ASHRAE_901_2019 | 6 | DIFFERENTIAL_DRY_BULB | 0.4 | 0.2 | FALSE | TRUE | 1.8571 | 7.8571 | 1.2 | 0.35
CIVIC_CONCERT_HALL | ASHRAE_901_2019 | 7 | DIFFERENTIAL_DRY_BULB | 0.4 | 0.2 | FALSE | TRUE | 1.4286 | 8.9286 | 1.2 | 0.35
CIVIC_CONCERT_HALL | ASHRAE_901_2019 | 8 | DIFFERENTIAL_DRY_BULB | 0.4 | 0.2 | FALSE | TRUE | 1 | 10 | 1.2 | 0.35
CIVIC_CONCERT_HALL | CBECS_1980_2004 | 1 | NO_ECONOMIZER | 0.057143 | 0.028571 | FALSE | FALSE | 1.4286 | 2.5 | 1.2 | 0.35
CIVIC_CONCERT_HALL | CBECS_1980_2004 | 2 | NO_ECONOMIZER | 0.057143 | 0.028571 | FALSE | FALSE | 1.3673 | 2.6531 | 1.2 | 0.35
CIVIC_CONCERT_HALL | CBECS_1980_2004 | 3 | NO_ECONOMIZER | 0.057143 | 0.028571 | FALSE | FALSE | 1.3061 | 2.8061 | 1.2 | 0.35
CIVIC_CONCERT_HALL | CBECS_1980_2004 | 4 | NO_ECONOMIZER | 0.057143 | 0.028571 | FALSE | FALSE | 1.2449 | 2.9592 | 1.2 | 0.35
CIVIC_CONCERT_HALL | CBECS_1980_2004 | 5 | NO_ECONOMIZER | 0.057143 | 0.028571 | FALSE | FALSE | 1.1837 | 3.1122 | 1.2 | 0.35
CIVIC_CONCERT_HALL | CBECS_1980_2004 | 6 | NO_ECONOMIZER | 0.057143 | 0.028571 | FALSE | FALSE | 1.1224 | 3.2653 | 1.2 | 0.35
CIVIC_CONCERT_HALL | CBECS_1980_2004 | 7 | NO_ECONOMIZER | 0.057143 | 0.028571 | FALSE | FALSE | 1.0612 | 3.4184 | 1.2 | 0.35
CIVIC_CONCERT_HALL | CBECS_1980_2004 | 8 | NO_ECONOMIZER | 0.057143 | 0.028571 | FALSE | FALSE | 1 | 3.5714 | 1.2 | 0.35
CIVIC_CONCERT_HALL | CBECS_PRE_1980 | 1 | NO_ECONOMIZER | 0 | 0 | FALSE | FALSE | 1 | 2.5 | 1.2 | 0.35
CIVIC_CONCERT_HALL | CBECS_PRE_1980 | 2 | NO_ECONOMIZER | 0 | 0 | FALSE | FALSE | 1 | 2.5 | 1.2 | 0.35
CIVIC_CONCERT_HALL | CBECS_PRE_1980 | 3 | NO_ECONOMIZER | 0 | 0 | FALSE | FALSE | 1 | 2.5 | 1.2 | 0.35
CIVIC_CONCERT_HALL | CBECS_PRE_1980 | 4 | NO_ECONOMIZER | 0 | 0 | FALSE | FALSE | 1 | 2.5 | 1.2 | 0.35
CIVIC_CONCERT_HALL | CBECS_PRE_1980 | 5 | NO_ECONOMIZER | 0 | 0 | FALSE | FALSE | 1 | 2.5 | 1.2 | 0.35
CIVIC_CONCERT_HALL | CBECS_PRE_1980 | 6 | NO_ECONOMIZER | 0 | 0 | FALSE | FALSE | 1 | 2.5 | 1.2 | 0.35
CIVIC_CONCERT_HALL | CBECS_PRE_1980 | 7 | NO_ECONOMIZER | 0 | 0 | FALSE | FALSE | 1 | 2.5 | 1.2 | 0.35
CIVIC_CONCERT_HALL | CBECS_PRE_1980 | 8 | NO_ECONOMIZER | 0 | 0 | FALSE | FALSE | 1 | 2.5 | 1.2 | 0.35
CIVIC_COURTHOUSE | ASHRAE_901_2004 | 1 | NO_ECONOMIZER | 0.11429 | 0.057143 | FALSE | TRUE | 1.8571 | 2.5 | 1.301 | 0.35
CIVIC_COURTHOUSE | ASHRAE_901_2004 | 2 | NO_ECONOMIZER | 0.11429 | 0.057143 | FALSE | TRUE | 1.7347 | 2.8061 | 1.301 | 0.35
CIVIC_COURTHOUSE | ASHRAE_901_2004 | 3 | DIFFERENTIAL_DRY_BULB | 0.11429 | 0.057143 | FALSE | TRUE | 1.6122 | 3.1122 | 1.301 | 0.35
CIVIC_COURTHOUSE | ASHRAE_901_2004 | 4 | DIFFERENTIAL_DRY_BULB | 0.11429 | 0.057143 | FALSE | TRUE | 1.4898 | 3.4184 | 1.301 | 0.35
CIVIC_COURTHOUSE | ASHRAE_901_2004 | 5 | DIFFERENTIAL_DRY_BULB | 0.11429 | 0.057143 | FALSE | TRUE | 1.3673 | 3.7245 | 1.301 | 0.35
CIVIC_COURTHOUSE | ASHRAE_901_2004 | 6 | DIFFERENTIAL_DRY_BULB | 0.11429 | 0.057143 | FALSE | TRUE | 1.2449 | 4.0306 | 1.301 | 0.35
CIVIC_COURTHOUSE | ASHRAE_901_2004 | 7 | DIFFERENTIAL_DRY_BULB | 0.11429 | 0.057143 | FALSE | TRUE | 1.1224 | 4.3367 | 1.301 | 0.35
CIVIC_COURTHOUSE | ASHRAE_901_2004 | 8 | DIFFERENTIAL_DRY_BULB | 0.11429 | 0.057143 | FALSE | TRUE | 1 | 4.6429 | 1.301 | 0.35
CIVIC_COURTHOUSE | ASHRAE_901_2007 | 1 | NO_ECONOMIZER | 0.17143 | 0.085714 | TRUE | TRUE | 2.2857 | 2.5 | 1.2808 | 0.35
CIVIC_COURTHOUSE | ASHRAE_901_2007 | 2 | NO_ECONOMIZER | 0.17143 | 0.085714 | TRUE | TRUE | 2.102 | 2.9592 | 1.2808 | 0.35
CIVIC_COURTHOUSE | ASHRAE_901_2007 | 3 | DIFFERENTIAL_DRY_BULB | 0.17143 | 0.085714 | TRUE | TRUE | 1.9184 | 3.4184 | 1.2808 | 0.35
CIVIC_COURTHOUSE | ASHRAE_901_2007 | 4 | DIFFERENTIAL_DRY_BULB | 0.17143 | 0.085714 | TRUE | TRUE | 1.7347 | 3.8776 | 1.2808 | 0.35
CIVIC_COURTHOUSE | ASHRAE_901_2007 | 5 | DIFFERENTIAL_DRY_BULB | 0.17143 | 0.085714 | TRUE | TRUE | 1.551 | 4.3367 | 1.2808 | 0.35
CIVIC_COURTHOUSE | ASHRAE_901_2007 | 6 | DIFFERENTIAL_DRY_BULB | 0.17143 | 0.085714 | TRUE | TRUE | 1.3673 | 4.7959 | 1.2808 | 0.35
CIVIC_COURTHOUSE | ASHRAE_901_2007 | 7 | DIFFERENTIAL_DRY_BULB | 0.17143 | 0.085714 | TRUE | TRUE | 1.1837 | 5.2551 | 1.2808 | 0.35
CIVIC_COURTHOUSE | ASHRAE_901_2007 | 8 | DIFFERENTIAL_DRY_BULB | 0.17143 | 0.085714 | TRUE | TRUE | 1 | 5.7143 | 1.2808 | 0.35
CIVIC_COURTHOUSE | ASHRAE_901_2010 | 1 | NO_ECONOMIZER | 0.22857 | 0.11429 | TRUE | TRUE | 2.7143 | 2.5 | 1.2606 | 0.35
CIVIC_COURTHOUSE | ASHRAE_901_2010 | 2 | NO_ECONOMIZER | 0.22857 | 0.11429 | TRUE | TRUE | 2.4694 | 3.1122 | 1.2606 | 0.35
CIVIC_COURTHOUSE | ASHRAE_901_2010 | 3 | DIFFERENTIAL_DRY_BULB | 0.22857 | 0.11429 | TRUE | TRUE | 2.2245 | 3.7245 | 1.2606 | 0.35
CIVIC_COURTHOUSE | ASHRAE_901_2010 | 4 | DIFFERENTIAL_DRY_BULB | 0.22857 | 0.11429 | TRUE | TRUE | 1.9796 | 4.3367 | 1.2606 | 0.35
CIVIC_COURTHOUSE | ASHRAE_901_2010 | 5 | DIFFERENTIAL_DRY_BULB | 0.22857 | 0.11429 | TRUE | TRUE | 1.7347 | 4.949 | 1.2606 | 0.35
CIVIC_COURTHOUSE | ASHRAE_901_2010 | 6 | DIFFERENTIAL_DRY_BULB | 0.22857 | 0.11429 | TRUE | TRUE | 1.4898 | 5.5612 | 1.2606 | 0.35
CIVIC_COURTHOUSE | ASHRAE_901_2010 | 7 | DIFFERENTIAL_DRY_BULB | 0.22857 | 0.11429 | TRUE | TRUE | 1.2449 | 6.1735 | 1.2606 | 0.35
CIVIC_COURTHOUSE | ASHRAE_901_2010 | 8 | DIFFERENTIAL_DRY_BULB | 0.22857 | 0.11429 | TRUE | TRUE | 1 | 6.7857 | 1.2606 | 0.35
CIVIC_COURTHOUSE | ASHRAE_901_2013 | 1 | NO_ECONOMIZER | 0.28571 | 0.14286 | TRUE | TRUE | 3.1429 | 2.5 | 1.2404 | 0.35
CIVIC_COURTHOUSE | ASHRAE_901_2013 | 2 | NO_ECONOMIZER | 0.28571 | 0.14286 | TRUE | TRUE | 2.8367 | 3.2653 | 1.2404 | 0.35
CIVIC_COURTHOUSE | ASHRAE_901_2013 | 3 | DIFFERENTIAL_DRY_BULB | 0.28571 | 0.14286 | TRUE | TRUE | 2.5306 | 4.0306 | 1.2404 | 0.35
CIVIC_COURTHOUSE | ASHRAE_901_2013 | 4 | DIFFERENTIAL_DRY_BULB | 0.28571 | 0.14286 | TRUE | TRUE | 2.2245 | 4.7959 | 1.2404 | 0.35
CIVIC_COURTHOUSE | ASHRAE_901_2013 | 5 | DIFFERENTIAL_DRY_BULB | 0.28571 | 0.14286 | TRUE | TRUE | 1.9184 | 5.5612 | 1.2404 | 0.35
CIVIC_COURTHOUSE | ASHRAE_901_2013 | 6 | DIFFERENTIAL_DRY_BULB | 0.28571 | 0.14286 | TRUE | TRUE | 1.6122 | 6.3265 | 1.2404 | 0.35
CIVIC_COURTHOUSE | ASHRAE_901_2013 | 7 | DIFFERENTIAL_DRY_BULB | 0.28571 | 0.14286 | TRUE | TRUE | 1.3061 | 7.0918 | 1.2404 | 0.35
CIVIC_COURTHOUSE | ASHRAE_901_2013 | 8 | DIFFERENTIAL_DRY_BULB | 0.28571 | 0.14286 | TRUE | TRUE | 1 | 7.8571 | 1.2404 | 0.35
CIVIC_COURTHOUSE | ASHRAE_901_2016 | 1 | NO_ECONOMIZER | 0.34286 | 0.17143 | TRUE | TRUE | 3.5714 | 2.5 | 1.2202 | 0.35
CIVIC_COURTHOUSE | ASHRAE_901_2016 | 2 | NO_ECONOMIZER | 0.34286 | 0.17143 | TRUE | TRUE | 3.2041 | 3.4184 | 1.2202 | 0.35
CIVIC_COURTHOUSE | ASHRAE_901_2016 | 3 | DIFFERENTIAL_DRY_BULB | 0.34286 | 0.17143 | TRUE | TRUE | 2.8367 | 4.3367 | 1.2202 | 0.35
CIVIC_COURTHOUSE | ASHRAE_901_2016 | 4 | DIFFERENTIAL_DRY_BULB | 0.34286 | 0.17143 | TRUE | TRUE | 2.4694 | 5.2551 | 1.2202 | 0.35
CIVIC_COURTHOUSE | ASHRAE_901_2016 | 5 | DIFFERENTIAL_DRY_BULB | 0.34286 | 0.17143 | TRUE | TRUE | 2.102 | 6.1735 | 1.2202 | 0.35
CIVIC_COURTHOUSE | ASHRAE_901_2016 | 6 | DIFFERENTIAL_DRY_BULB | 0.34286 | 0.17143 | TRUE | TRUE | 1.7347 | 7.0918 | 1.2202 | 0.35
CIVIC_COURTHOUSE | ASHRAE_901_2016 | 7 | DIFFERENTIAL_DRY_BULB | 0.34286 | 0.17143 | TRUE | TRUE | 1.3673 | 8.0102 | 1.2202 | 0.35
CIVIC_COURTHOUSE | ASHRAE_901_2016 | 8 | DIFFERENTIAL_DRY_BULB | 0.34286 | 0.17143 | TRUE | TRUE | 1 | 8.9286 | 1.2202 | 0.35
CIVIC_COURTHOUSE | ASHRAE_901_2019 | 1 | NO_ECONOMIZER | 0.4 | 0.2 | TRUE | TRUE | 4 | 2.5 | 1.2 | 0.35
CIVIC_COURTHOUSE | ASHRAE_901_2019 | 2 | NO_ECONOMIZER | 0.4 | 0.2 | TRUE | TRUE | 3.5714 | 3.5714 | 1.2 | 0.35
CIVIC_COURTHOUSE | ASHRAE_901_2019 | 3 | DIFFERENTIAL_DRY_BULB | 0.4 | 0.2 | TRUE | TRUE | 3.1429 | 4.6429 | 1.2 | 0.35
CIVIC_COURTHOUSE | ASHRAE_901_2019 | 4 | DIFFERENTIAL_DRY_BULB | 0.4 | 0.2 | TRUE | TRUE | 2.7143 | 5.7143 | 1.2 | 0.35
CIVIC_COURTHOUSE | ASHRAE_901_2019 | 5 | DIFFERENTIAL_DRY_BULB | 0.4 | 0.2 | TRUE | TRUE | 2.2857 | 6.7857 | 1.2 | 0.35
CIVIC_COURTHOUSE | ASHRAE_901_2019 | 6 | DIFFERENTIAL_DRY_BULB | 0.4 | 0.2 | TRUE | TRUE | 1.8571 | 7.8571 | 1.2 | 0.35
CIVIC_COURTHOUSE | ASHRAE_901_2019 | 7 | DIFFERENTIAL_DRY_BULB | 0.4 | 0.2 | TRUE | TRUE | 1.4286 | 8.9286 | 1.2 | 0.35
CIVIC_COURTHOUSE | ASHRAE_901_2019 | 8 | DIFFERENTIAL_DRY_BULB | 0.4 | 0.2 | TRUE | TRUE | 1 | 10 | 1.2 | 0.35
CIVIC_COURTHOUSE | CBECS_1980_2004 | 1 | NO_ECONOMIZER | 0.057143 | 0.028571 | FALSE | FALSE | 1.4286 | 2.5 | 1.3212 | 0.35
CIVIC_COURTHOUSE | CBECS_1980_2004 | 2 | NO_ECONOMIZER | 0.057143 | 0.028571 | FALSE | FALSE | 1.3673 | 2.6531 | 1.3212 | 0.35
CIVIC_COURTHOUSE | CBECS_1980_2004 | 3 | NO_ECONOMIZER | 0.057143 | 0.028571 | FALSE | FALSE | 1.3061 | 2.8061 | 1.3212 | 0.35
CIVIC_COURTHOUSE | CBECS_1980_2004 | 4 | NO_ECONOMIZER | 0.057143 | 0.028571 | FALSE | FALSE | 1.2449 | 2.9592 | 1.3212 | 0.35
CIVIC_COURTHOUSE | CBECS_1980_2004 | 5 | NO_ECONOMIZER | 0.057143 | 0.028571 | FALSE | FALSE | 1.1837 | 3.1122 | 1.3212 | 0.35
CIVIC_COURTHOUSE | CBECS_1980_2004 | 6 | NO_ECONOMIZER | 0.057143 | 0.028571 | FALSE | FALSE | 1.1224 | 3.2653 | 1.3212 | 0.35
CIVIC_COURTHOUSE | CBECS_1980_2004 | 7 | NO_ECONOMIZER | 0.057143 | 0.028571 | FALSE | FALSE | 1.0612 | 3.4184 | 1.3212 | 0.35
CIVIC_COURTHOUSE | CBECS_1980_2004 | 8 | NO_ECONOMIZER | 0.057143 | 0.028571 | FALSE | FALSE | 1 | 3.5714 | 1.3212 | 0.35
CIVIC_COURTHOUSE | CBECS_PRE_1980 | 1 | NO_ECONOMIZER | 0 | 0 | FALSE | FALSE | 1 | 2.5 | 1.3414 | 0.35
CIVIC_COURTHOUSE | CBECS_PRE_1980 | 2 | NO_ECONOMIZER | 0 | 0 | FALSE | FALSE | 1 | 2.5 | 1.3414 | 0.35
CIVIC_COURTHOUSE | CBECS_PRE_1980 | 3 | NO_ECONOMIZER | 0 | 0 | FALSE | FALSE | 1 | 2.5 | 1.3414 | 0.35
CIVIC_COURTHOUSE | CBECS_PRE_1980 | 4 | NO_ECONOMIZER | 0 | 0 | FALSE | FALSE | 1 | 2.5 | 1.3414 | 0.35
CIVIC_COURTHOUSE | CBECS_PRE_1980 | 5 | NO_ECONOMIZER | 0 | 0 | FALSE | FALSE | 1 | 2.5 | 1.3414 | 0.35
CIVIC_COURTHOUSE | CBECS_PRE_1980 | 6 | NO_ECONOMIZER | 0 | 0 | FALSE | FALSE | 1 | 2.5 | 1.3414 | 0.35
CIVIC_COURTHOUSE | CBECS_PRE_1980 | 7 | NO_ECONOMIZER | 0 | 0 | FALSE | FALSE | 1 | 2.5 | 1.3414 | 0.35
CIVIC_COURTHOUSE | CBECS_PRE_1980 | 8 | NO_ECONOMIZER | 0 | 0 | FALSE | FALSE | 1 | 2.5 | 1.3414 | 0.35
CIVIC_LIBRARY | ASHRAE_901_2004 | 1 | NO_ECONOMIZER | 0.11429 | 0.057143 | FALSE | TRUE | 1.8571 | 2.5 | 1.2223 | 0.35
CIVIC_LIBRARY | ASHRAE_901_2004 | 2 | NO_ECONOMIZER | 0.11429 | 0.057143 | FALSE | TRUE | 1.7347 | 2.8061 | 1.2223 | 0.35
CIVIC_LIBRARY | ASHRAE_901_2004 | 3 | DIFFERENTIAL_DRY_BULB | 0.11429 | 0.057143 | FALSE | TRUE | 1.6122 | 3.1122 | 1.2223 | 0.35
CIVIC_LIBRARY | ASHRAE_901_2004 | 4 | DIFFERENTIAL_DRY_BULB | 0.11429 | 0.057143 | FALSE | TRUE | 1.4898 | 3.4184 | 1.2223 | 0.35
CIVIC_LIBRARY | ASHRAE_901_2004 | 5 | DIFFERENTIAL_DRY_BULB | 0.11429 | 0.057143 | FALSE | TRUE | 1.3673 | 3.7245 | 1.2223 | 0.35
CIVIC_LIBRARY | ASHRAE_901_2004 | 6 | DIFFERENTIAL_DRY_BULB | 0.11429 | 0.057143 | FALSE | TRUE | 1.2449 | 4.0306 | 1.2223 | 0.35
CIVIC_LIBRARY | ASHRAE_901_2004 | 7 | DIFFERENTIAL_DRY_BULB | 0.11429 | 0.057143 | FALSE | TRUE | 1.1224 | 4.3367 | 1.2223 | 0.35
CIVIC_LIBRARY | ASHRAE_901_2004 | 8 | DIFFERENTIAL_DRY_BULB | 0.11429 | 0.057143 | FALSE | TRUE | 1 | 4.6429 | 1.2223 | 0.35
CIVIC_LIBRARY | ASHRAE_901_2007 | 1 | NO_ECONOMIZER | 0.17143 | 0.085714 | TRUE | TRUE | 2.2857 | 2.5 | 1.2179 | 0.35
CIVIC_LIBRARY | ASHRAE_901_2007 | 2 | NO_ECONOMIZER | 0.17143 | 0.085714 | TRUE | TRUE | 2.102 | 2.9592 | 1.2179 | 0.35
CIVIC_LIBRARY | ASHRAE_901_2007 | 3 | DIFFERENTIAL_DRY_BULB | 0.17143 | 0.085714 | TRUE | TRUE | 1.9184 | 3.4184 | 1.2179 | 0.35
CIVIC_LIBRARY | ASHRAE_901_2007 | 4 | DIFFERENTIAL_DRY_BULB | 0.17143 | 0.085714 | TRUE | TRUE | 1.7347 | 3.8776 | 1.2179 | 0.35
CIVIC_LIBRARY | ASHRAE_901_2007 | 5 | DIFFERENTIAL_DRY_BULB | 0.17143 | 0.085714 | TRUE | TRUE | 1.551 | 4.3367 | 1.2179 | 0.35
CIVIC_LIBRARY | ASHRAE_901_2007 | 6 | DIFFERENTIAL_DRY_BULB | 0.17143 | 0.085714 | TRUE | TRUE | 1.3673 | 4.7959 | 1.2179 | 0.35
CIVIC_LIBRARY | ASHRAE_901_2007 | 7 | DIFFERENTIAL_DRY_BULB | 0.17143 | 0.085714 | TRUE | TRUE | 1.1837 | 5.2551 | 1.2179 | 0.35
CIVIC_LIBRARY | ASHRAE_901_2007 | 8 | DIFFERENTIAL_DRY_BULB | 0.17143 | 0.085714 | TRUE | TRUE | 1 | 5.7143 | 1.2179 | 0.35
CIVIC_LIBRARY | ASHRAE_901_2010 | 1 | NO_ECONOMIZER | 0.22857 | 0.11429 | TRUE | TRUE | 2.7143 | 2.5 | 1.2134 | 0.35
CIVIC_LIBRARY | ASHRAE_901_2010 | 2 | NO_ECONOMIZER | 0.22857 | 0.11429 | TRUE | TRUE | 2.4694 | 3.1122 | 1.2134 | 0.35
CIVIC_LIBRARY | ASHRAE_901_2010 | 3 | DIFFERENTIAL_DRY_BULB | 0.22857 | 0.11429 | TRUE | TRUE | 2.2245 | 3.7245 | 1.2134 | 0.35
CIVIC_LIBRARY | ASHRAE_901_2010 | 4 | DIFFERENTIAL_DRY_BULB | 0.22857 | 0.11429 | TRUE | TRUE | 1.9796 | 4.3367 | 1.2134 | 0.35
CIVIC_LIBRARY | ASHRAE_901_2010 | 5 | DIFFERENTIAL_DRY_BULB | 0.22857 | 0.11429 | TRUE | TRUE | 1.7347 | 4.949 | 1.2134 | 0.35
CIVIC_LIBRARY | ASHRAE_901_2010 | 6 | DIFFERENTIAL_DRY_BULB | 0.22857 | 0.11429 | TRUE | TRUE | 1.4898 | 5.5612 | 1.2134 | 0.35
CIVIC_LIBRARY | ASHRAE_901_2010 | 7 | DIFFERENTIAL_DRY_BULB | 0.22857 | 0.11429 | TRUE | TRUE | 1.2449 | 6.1735 | 1.2134 | 0.35
CIVIC_LIBRARY | ASHRAE_901_2010 | 8 | DIFFERENTIAL_DRY_BULB | 0.22857 | 0.11429 | TRUE | TRUE | 1 | 6.7857 | 1.2134 | 0.35
CIVIC_LIBRARY | ASHRAE_901_2013 | 1 | NO_ECONOMIZER | 0.28571 | 0.14286 | TRUE | TRUE | 3.1429 | 2.5 | 1.2089 | 0.35
CIVIC_LIBRARY | ASHRAE_901_2013 | 2 | NO_ECONOMIZER | 0.28571 | 0.14286 | TRUE | TRUE | 2.8367 | 3.2653 | 1.2089 | 0.35
CIVIC_LIBRARY | ASHRAE_901_2013 | 3 | DIFFERENTIAL_DRY_BULB | 0.28571 | 0.14286 | TRUE | TRUE | 2.5306 | 4.0306 | 1.2089 | 0.35
CIVIC_LIBRARY | ASHRAE_901_2013 | 4 | DIFFERENTIAL_DRY_BULB | 0.28571 | 0.14286 | TRUE | TRUE | 2.2245 | 4.7959 | 1.2089 | 0.35
CIVIC_LIBRARY | ASHRAE_901_2013 | 5 | DIFFERENTIAL_DRY_BULB | 0.28571 | 0.14286 | TRUE | TRUE | 1.9184 | 5.5612 | 1.2089 | 0.35
CIVIC_LIBRARY | ASHRAE_901_2013 | 6 | DIFFERENTIAL_DRY_BULB | 0.28571 | 0.14286 | TRUE | TRUE | 1.6122 | 6.3265 | 1.2089 | 0.35
CIVIC_LIBRARY | ASHRAE_901_2013 | 7 | DIFFERENTIAL_DRY_BULB | 0.28571 | 0.14286 | TRUE | TRUE | 1.3061 | 7.0918 | 1.2089 | 0.35
CIVIC_LIBRARY | ASHRAE_901_2013 | 8 | DIFFERENTIAL_DRY_BULB | 0.28571 | 0.14286 | TRUE | TRUE | 1 | 7.8571 | 1.2089 | 0.35
CIVIC_LIBRARY | ASHRAE_901_2016 | 1 | NO_ECONOMIZER | 0.34286 | 0.17143 | TRUE | TRUE | 3.5714 | 2.5 | 1.2045 | 0.35
CIVIC_LIBRARY | ASHRAE_901_2016 | 2 | NO_ECONOMIZER | 0.34286 | 0.17143 | TRUE | TRUE | 3.2041 | 3.4184 | 1.2045 | 0.35
CIVIC_LIBRARY | ASHRAE_901_2016 | 3 | DIFFERENTIAL_DRY_BULB | 0.34286 | 0.17143 | TRUE | TRUE | 2.8367 | 4.3367 | 1.2045 | 0.35
CIVIC_LIBRARY | ASHRAE_901_2016 | 4 | DIFFERENTIAL_DRY_BULB | 0.34286 | 0.17143 | TRUE | TRUE | 2.4694 | 5.2551 | 1.2045 | 0.35
CIVIC_LIBRARY | ASHRAE_901_2016 | 5 | DIFFERENTIAL_DRY_BULB | 0.34286 | 0.17143 | TRUE | TRUE | 2.102 | 6.1735 | 1.2045 | 0.35
CIVIC_LIBRARY | ASHRAE_901_2016 | 6 | DIFFERENTIAL_DRY_BULB | 0.34286 | 0.17143 | TRUE | TRUE | 1.7347 | 7.0918 | 1.2045 | 0.35
CIVIC_LIBRARY | ASHRAE_901_2016 | 7 | DIFFERENTIAL_DRY_BULB | 0.34286 | 0.17143 | TRUE | TRUE | 1.3673 | 8.0102 | 1.2045 | 0.35
CIVIC_LIBRARY | ASHRAE_901_2016 | 8 | DIFFERENTIAL_DRY_BULB | 0.34286 | 0.17143 | TRUE | TRUE | 1 | 8.9286 | 1.2045 | 0.35
CIVIC_LIBRARY | ASHRAE_901_2019 | 1 | NO_ECONOMIZER | 0.4 | 0.2 | TRUE | TRUE | 4 | 2.5 | 1.2 | 0.35
CIVIC_LIBRARY | ASHRAE_901_2019 | 2 | NO_ECONOMIZER | 0.4 | 0.2 | TRUE | TRUE | 3.5714 | 3.5714 | 1.2 | 0.35
CIVIC_LIBRARY | ASHRAE_901_2019 | 3 | DIFFERENTIAL_DRY_BULB | 0.4 | 0.2 | TRUE | TRUE | 3.1429 | 4.6429 | 1.2 | 0.35
CIVIC_LIBRARY | ASHRAE_901_2019 | 4 | DIFFERENTIAL_DRY_BULB | 0.4 | 0.2 | TRUE | TRUE | 2.7143 | 5.7143 | 1.2 | 0.35
CIVIC_LIBRARY | ASHRAE_901_2019 | 5 | DIFFERENTIAL_DRY_BULB | 0.4 | 0.2 | TRUE | TRUE | 2.2857 | 6.7857 | 1.2 | 0.35
CIVIC_LIBRARY | ASHRAE_901_2019 | 6 | DIFFERENTIAL_DRY_BULB | 0.4 | 0.2 | TRUE | TRUE | 1.8571 | 7.8571 | 1.2 | 0.35
CIVIC_LIBRARY | ASHRAE_901_2019 | 7 | DIFFERENTIAL_DRY_BULB | 0.4 | 0.2 | TRUE | TRUE | 1.4286 | 8.9286 | 1.2 | 0.35
CIVIC_LIBRARY | ASHRAE_901_2019 | 8 | DIFFERENTIAL_DRY_BULB | 0.4 | 0.2 | TRUE | TRUE | 1 | 10 | 1.2 | 0.35
CIVIC_LIBRARY | CBECS_1980_2004 | 1 | NO_ECONOMIZER | 0.057143 | 0.028571 | FALSE | FALSE | 1.4286 | 2.5 | 1.2268 | 0.35
CIVIC_LIBRARY | CBECS_1980_2004 | 2 | NO_ECONOMIZER | 0.057143 | 0.028571 | FALSE | FALSE | 1.3673 | 2.6531 | 1.2268 | 0.35
CIVIC_LIBRARY | CBECS_1980_2004 | 3 | NO_ECONOMIZER | 0.057143 | 0.028571 | FALSE | FALSE | 1.3061 | 2.8061 | 1.2268 | 0.35
CIVIC_LIBRARY | CBECS_1980_2004 | 4 | NO_ECONOMIZER | 0.057143 | 0.028571 | FALSE | FALSE | 1.2449 | 2.9592 | 1.2268 | 0.35
CIVIC_LIBRARY | CBECS_1980_2004 | 5 | NO_ECONOMIZER | 0.057143 | 0.028571 | FALSE | FALSE | 1.1837 | 3.1122 | 1.2268 | 0.35
CIVIC_LIBRARY | CBECS_1980_2004 | 6 | NO_ECONOMIZER | 0.057143 | 0.028571 | FALSE | FALSE | 1.1224 | 3.2653 | 1.2268 | 0.35
CIVIC_LIBRARY | CBECS_1980_2004 | 7 | NO_ECONOMIZER | 0.057143 | 0.028571 | FALSE | FALSE | 1.0612 | 3.4184 | 1.2268 | 0.35
CIVIC_LIBRARY | CBECS_1980_2004 | 8 | NO_ECONOMIZER | 0.057143 | 0.028571 | FALSE | FALSE | 1 | 3.5714 | 1.2268 | 0.35
CIVIC_LIBRARY | CBECS_PRE_1980 | 1 | NO_ECONOMIZER | 0 | 0 | FALSE | FALSE | 1 | 2.5 | 1.2313 | 0.35
CIVIC_LIBRARY | CBECS_PRE_1980 | 2 | NO_ECONOMIZER | 0 | 0 | FALSE | FALSE | 1 | 2.5 | 1.2313 | 0.35
CIVIC_LIBRARY | CBECS_PRE_1980 | 3 | NO_ECONOMIZER | 0 | 0 | FALSE | FALSE | 1 | 2.5 | 1.2313 | 0.35
CIVIC_LIBRARY | CBECS_PRE_1980 | 4 | NO_ECONOMIZER | 0 | 0 | FALSE | FALSE | 1 | 2.5 | 1.2313 | 0.35
CIVIC_LIBRARY | CBECS_PRE_1980 | 5 | NO_ECONOMIZER | 0 | 0 | FALSE | FALSE | 1 | 2.5 | 1.2313 | 0.35
CIVIC_LIBRARY | CBECS_PRE_1980 | 6 | NO_ECONOMIZER | 0 | 0 | FALSE | FALSE | 1 | 2.5 | 1.2313 | 0.35
CIVIC_LIBRARY | CBECS_PRE_1980 | 7 | NO_ECONOMIZER | 0 | 0 | FALSE | FALSE | 1 | 2.5 | 1.2313 | 0.35
CIVIC_LIBRARY | CBECS_PRE_1980 | 8 | NO_ECONOMIZER | 0 | 0 | FALSE | FALSE | 1 | 2.5 | 1.2313 | 0.35
COMMERCIAL_OFFICE_LARGE | ASHRAE_901_2004 | 1 | NO_ECONOMIZER | 0.11429 | 0.057143 | FALSE | TRUE | 1.8571 | 2.5 | 2.1286 | 0.35
COMMERCIAL_OFFICE_LARGE | ASHRAE_901_2004 | 2 | NO_ECONOMIZER | 0.11429 | 0.057143 | FALSE | TRUE | 1.7347 | 2.8061 | 2.1286 | 0.35
COMMERCIAL_OFFICE_LARGE | ASHRAE_901_2004 | 3 | DIFFERENTIAL_DRY_BULB | 0.11429 | 0.057143 | FALSE | TRUE | 1.6122 | 3.1122 | 2.1286 | 0.35
COMMERCIAL_OFFICE_LARGE | ASHRAE_901_2004 | 4 | DIFFERENTIAL_DRY_BULB | 0.11429 | 0.057143 | FALSE | TRUE | 1.4898 | 3.4184 | 2.1286 | 0.35
COMMERCIAL_OFFICE_LARGE | ASHRAE_901_2004 | 5 | DIFFERENTIAL_DRY_BULB | 0.11429 | 0.057143 | FALSE | TRUE | 1.3673 | 3.7245 | 2.1286 | 0.35
COMMERCIAL_OFFICE_LARGE | ASHRAE_901_2004 | 6 | DIFFERENTIAL_DRY_BULB | 0.11429 | 0.057143 | FALSE | TRUE | 1.2449 | 4.0306 | 2.1286 | 0.35
COMMERCIAL_OFFICE_LARGE | ASHRAE_901_2004 | 7 | DIFFERENTIAL_DRY_BULB | 0.11429 | 0.057143 | FALSE | TRUE | 1.1224 | 4.3367 | 2.1286 | 0.35
COMMERCIAL_OFFICE_LARGE | ASHRAE_901_2004 | 8 | DIFFERENTIAL_DRY_BULB | 0.11429 | 0.057143 | FALSE | TRUE | 1 | 4.6429 | 2.1286 | 0.35
COMMERCIAL_OFFICE_LARGE | ASHRAE_901_2007 | 1 | NO_ECONOMIZER | 0.17143 | 0.085714 | TRUE | TRUE | 2.2857 | 2.5 | 1.9429 | 0.35
COMMERCIAL_OFFICE_LARGE | ASHRAE_901_2007 | 2 | NO_ECONOMIZER | 0.17143 | 0.085714 | TRUE | TRUE | 2.102 | 2.9592 | 1.9429 | 0.35
COMMERCIAL_OFFICE_LARGE | ASHRAE_901_2007 | 3 | DIFFERENTIAL_DRY_BULB | 0.17143 | 0.085714 | TRUE | TRUE | 1.9184 | 3.4184 | 1.9429 | 0.35
COMMERCIAL_OFFICE_LARGE | ASHRAE_901_2007 | 4 | DIFFERENTIAL_DRY_BULB | 0.17143 | 0.085714 | TRUE | TRUE | 1.7347 | 3.8776 | 1.9429 | 0.35
COMMERCIAL_OFFICE_LARGE | ASHRAE_901_2007 | 5 | DIFFERENTIAL_DRY_BULB | 0.17143 | 0.085714 | TRUE | TRUE | 1.551 | 4.3367 | 1.9429 | 0.35
COMMERCIAL_OFFICE_LARGE | ASHRAE_901_2007 | 6 | DIFFERENTIAL_DRY_BULB | 0.17143 | 0.085714 | TRUE | TRUE | 1.3673 | 4.7959 | 1.9429 | 0.35
COMMERCIAL_OFFICE_LARGE | ASHRAE_901_2007 | 7 | DIFFERENTIAL_DRY_BULB | 0.17143 | 0.085714 | TRUE | TRUE | 1.1837 | 5.2551 | 1.9429 | 0.35
COMMERCIAL_OFFICE_LARGE | ASHRAE_901_2007 | 8 | DIFFERENTIAL_DRY_BULB | 0.17143 | 0.085714 | TRUE | TRUE | 1 | 5.7143 | 1.9429 | 0.35
COMMERCIAL_OFFICE_LARGE | ASHRAE_901_2010 | 1 | NO_ECONOMIZER | 0.22857 | 0.11429 | TRUE | TRUE | 2.7143 | 2.5 | 1.7571 | 0.35
COMMERCIAL_OFFICE_LARGE | ASHRAE_901_2010 | 2 | NO_ECONOMIZER | 0.22857 | 0.11429 | TRUE | TRUE | 2.4694 | 3.1122 | 1.7571 | 0.35
COMMERCIAL_OFFICE_LARGE | ASHRAE_901_2010 | 3 | DIFFERENTIAL_DRY_BULB | 0.22857 | 0.11429 | TRUE | TRUE | 2.2245 | 3.7245 | 1.7571 | 0.35
COMMERCIAL_OFFICE_LARGE | ASHRAE_901_2010 | 4 | DIFFERENTIAL_DRY_BULB | 0.22857 | 0.11429 | TRUE | TRUE | 1.9796 | 4.3367 | 1.7571 | 0.35
COMMERCIAL_OFFICE_LARGE | ASHRAE_901_2010 | 5 | DIFFERENTIAL_DRY_BULB | 0.22857 | 0.11429 | TRUE | TRUE | 1.7347 | 4.949 | 1.7571 | 0.35
COMMERCIAL_OFFICE_LARGE | ASHRAE_901_2010 | 6 | DIFFERENTIAL_DRY_BULB | 0.22857 | 0.11429 | TRUE | TRUE | 1.4898 | 5.5612 | 1.7571 | 0.35
COMMERCIAL_OFFICE_LARGE | ASHRAE_901_2010 | 7 | DIFFERENTIAL_DRY_BULB | 0.22857 | 0.11429 | TRUE | TRUE | 1.2449 | 6.1735 | 1.7571 | 0.35
COMMERCIAL_OFFICE_LARGE | ASHRAE_901_2010 | 8 | DIFFERENTIAL_DRY_BULB | 0.22857 | 0.11429 | TRUE | TRUE | 1 | 6.7857 | 1.7571 | 0.35
COMMERCIAL_OFFICE_LARGE | ASHRAE_901_2013 | 1 | NO_ECONOMIZER | 0.28571 | 0.14286 | TRUE | TRUE | 3.1429 | 2.5 | 1.5714 | 0.35
COMMERCIAL_OFFICE_LARGE | ASHRAE_901_2013 | 2 | NO_ECONOMIZER | 0.28571 | 0.14286 | TRUE | TRUE | 2.8367 | 3.2653 | 1.5714 | 0.35
COMMERCIAL_OFFICE_LARGE | ASHRAE_901_2013 | 3 | DIFFERENTIAL_DRY_BULB | 0.28571 | 0.14286 | TRUE | TRUE | 2.5306 | 4.0306 | 1.5714 | 0.35
COMMERCIAL_OFFICE_LARGE | ASHRAE_901_2013 | 4 | DIFFERENTIAL_DRY_BULB | 0.28571 | 0.14286 | TRUE | TRUE | 2.2245 | 4.7959 | 1.5714 | 0.35
COMMERCIAL_OFFICE_LARGE | ASHRAE_901_2013 | 5 | DIFFERENTIAL_DRY_BULB | 0.28571 | 0.14286 | TRUE | TRUE | 1.9184 | 5.5612 | 1.5714 | 0.35
COMMERCIAL_OFFICE_LARGE | ASHRAE_901_2013 | 6 | DIFFERENTIAL_DRY_BULB | 0.28571 | 0.14286 | TRUE | TRUE | 1.6122 | 6.3265 | 1.5714 | 0.35
COMMERCIAL_OFFICE_LARGE | ASHRAE_901_2013 | 7 | DIFFERENTIAL_DRY_BULB | 0.28571 | 0.14286 | TRUE | TRUE | 1.3061 | 7.0918 | 1.5714 | 0.35
COMMERCIAL_OFFICE_LARGE | ASHRAE_901_2013 | 8 | DIFFERENTIAL_DRY_BULB | 0.28571 | 0.14286 | TRUE | TRUE | 1 | 7.8571 | 1.5714 | 0.35
COMMERCIAL_OFFICE_LARGE | ASHRAE_901_2016 | 1 | NO_ECONOMIZER | 0.34286 | 0.17143 | TRUE | TRUE | 3.5714 | 2.5 | 1.3857 | 0.35
COMMERCIAL_OFFICE_LARGE | ASHRAE_901_2016 | 2 | NO_ECONOMIZER | 0.34286 | 0.17143 | TRUE | TRUE | 3.2041 | 3.4184 | 1.3857 | 0.35
COMMERCIAL_OFFICE_LARGE | ASHRAE_901_2016 | 3 | DIFFERENTIAL_DRY_BULB | 0.34286 | 0.17143 | TRUE | TRUE | 2.8367 | 4.3367 | 1.3857 | 0.35
COMMERCIAL_OFFICE_LARGE | ASHRAE_901_2016 | 4 | DIFFERENTIAL_DRY_BULB | 0.34286 | 0.17143 | TRUE | TRUE | 2.4694 | 5.2551 | 1.3857 | 0.35
COMMERCIAL_OFFICE_LARGE | ASHRAE_901_2016 | 5 | DIFFERENTIAL_DRY_BULB | 0.34286 | 0.17143 | TRUE | TRUE | 2.102 | 6.1735 | 1.3857 | 0.35
COMMERCIAL_OFFICE_LARGE | ASHRAE_901_2016 | 6 | DIFFERENTIAL_DRY_BULB | 0.34286 | 0.17143 | TRUE | TRUE | 1.7347 | 7.0918 | 1.3857 | 0.35
COMMERCIAL_OFFICE_LARGE | ASHRAE_901_2016 | 7 | DIFFERENTIAL_DRY_BULB | 0.34286 | 0.17143 | TRUE | TRUE | 1.3673 | 8.0102 | 1.3857 | 0.35
COMMERCIAL_OFFICE_LARGE | ASHRAE_901_2016 | 8 | DIFFERENTIAL_DRY_BULB | 0.34286 | 0.17143 | TRUE | TRUE | 1 | 8.9286 | 1.3857 | 0.35
COMMERCIAL_OFFICE_LARGE | ASHRAE_901_2019 | 1 | NO_ECONOMIZER | 0.4 | 0.2 | TRUE | TRUE | 4 | 2.5 | 1.2 | 0.35
COMMERCIAL_OFFICE_LARGE | ASHRAE_901_2019 | 2 | NO_ECONOMIZER | 0.4 | 0.2 | TRUE | TRUE | 3.5714 | 3.5714 | 1.2 | 0.35
COMMERCIAL_OFFICE_LARGE | ASHRAE_901_2019 | 3 | DIFFERENTIAL_DRY_BULB | 0.4 | 0.2 | TRUE | TRUE | 3.1429 | 4.6429 | 1.2 | 0.35
COMMERCIAL_OFFICE_LARGE | ASHRAE_901_2019 | 4 | DIFFERENTIAL_DRY_BULB | 0.4 | 0.2 | TRUE | TRUE | 2.7143 | 5.7143 | 1.2 | 0.35
COMMERCIAL_OFFICE_LARGE | ASHRAE_901_2019 | 5 | DIFFERENTIAL_DRY_BULB | 0.4 | 0.2 | TRUE | TRUE | 2.2857 | 6.7857 | 1.2 | 0.35
COMMERCIAL_OFFICE_LARGE | ASHRAE_901_2019 | 6 | DIFFERENTIAL_DRY_BULB | 0.4 | 0.2 | TRUE | TRUE | 1.8571 | 7.8571 | 1.2 | 0.35
COMMERCIAL_OFFICE_LARGE | ASHRAE_901_2019 | 7 | DIFFERENTIAL_DRY_BULB | 0.4 | 0.2 | TRUE | TRUE | 1.4286 | 8.9286 | 1.2 | 0.35
COMMERCIAL_OFFICE_LARGE | ASHRAE_901_2019 | 8 | DIFFERENTIAL_DRY_BULB | 0.4 | 0.2 | TRUE | TRUE | 1 | 10 | 1.2 | 0.35
COMMERCIAL_OFFICE_LARGE | CBECS_1980_2004 | 1 | NO_ECONOMIZER | 0.057143 | 0.028571 | FALSE | FALSE | 1.4286 | 2.5 | 2.3143 | 0.35
COMMERCIAL_OFFICE_LARGE | CBECS_1980_2004 | 2 | NO_ECONOMIZER | 0.057143 | 0.028571 | FALSE | FALSE | 1.3673 | 2.6531 | 2.3143 | 0.35
COMMERCIAL_OFFICE_LARGE | CBECS_1980_2004 | 3 | NO_ECONOMIZER | 0.057143 | 0.028571 | FALSE | FALSE | 1.3061 | 2.8061 | 2.3143 | 0.35
COMMERCIAL_OFFICE_LARGE | CBECS_1980_2004 | 4 | NO_ECONOMIZER | 0.057143 | 0.028571 | FALSE | FALSE | 1.2449 | 2.9592 | 2.3143 | 0.35
COMMERCIAL_OFFICE_LARGE | CBECS_1980_2004 | 5 | NO_ECONOMIZER | 0.057143 | 0.028571 | FALSE | FALSE | 1.1837 | 3.1122 | 2.3143 | 0.35
COMMERCIAL_OFFICE_LARGE | CBECS_1980_2004 | 6 | NO_ECONOMIZER | 0.057143 | 0.028571 | FALSE | FALSE | 1.1224 | 3.2653 | 2.3143 | 0.35
COMMERCIAL_OFFICE_LARGE | CBECS_1980_2004 | 7 | NO_ECONOMIZER | 0.057143 | 0.028571 | FALSE | FALSE | 1.0612 | 3.4184 | 2.3143 | 0.35
COMMERCIAL_OFFICE_LARGE | CBECS_1980_2004 | 8 | NO_ECONOMIZER | 0.057143 | 0.028571 | FALSE | FALSE | 1 | 3.5714 | 2.3143 | 0.35
COMMERCIAL_OFFICE_LARGE | CBECS_PRE_1980 | 1 | NO_ECONOMIZER | 0 | 0 | FALSE | FALSE | 1 | 2.5 | 2.5 | 0.35
COMMERCIAL_OFFICE_LARGE | CBECS_PRE_1980 | 2 | NO_ECONOMIZER | 0 | 0 | FALSE | FALSE | 1 | 2.5 | 2.5 | 0.35
COMMERCIAL_OFFICE_LARGE | CBECS_PRE_1980 | 3 | NO_ECONOMIZER | 0 | 0 | FALSE | FALSE | 1 | 2.5 | 2.5 | 0.35
COMMERCIAL_OFFICE_LARGE | CBECS_PRE_1980 | 4 | NO_ECONOMIZER | 0 | 0 | FALSE | FALSE | 1 | 2.5 | 2.5 | 0.35
COMMERCIAL_OFFICE_LARGE | CBECS_PRE_1980 | 5 | NO_ECONOMIZER | 0 | 0 | FALSE | FALSE | 1 | 2.5 | 2.5 | 0.35
COMMERCIAL_OFFICE_LARGE | CBECS_PRE_1980 | 6 | NO_ECONOMIZER | 0 | 0 | FALSE | FALSE | 1 | 2.5 | 2.5 | 0.35
COMMERCIAL_OFFICE_LARGE | CBECS_PRE_1980 | 7 | NO_ECONOMIZER | 0 | 0 | FALSE | FALSE | 1 | 2.5 | 2.5 | 0.35
COMMERCIAL_OFFICE_LARGE | CBECS_PRE_1980 | 8 | NO_ECONOMIZER | 0 | 0 | FALSE | FALSE | 1 | 2.5 | 2.5 | 0.35
COMMERCIAL_OFFICE_MEDIUM | ASHRAE_901_2004 | 1 | NO_ECONOMIZER | 0.11429 | 0.057143 | FALSE | TRUE | 1.8571 | 2.5 | 1.301 | 0.35
COMMERCIAL_OFFICE_MEDIUM | ASHRAE_901_2004 | 2 | NO_ECONOMIZER | 0.11429 | 0.057143 | FALSE | TRUE | 1.7347 | 2.8061 | 1.301 | 0.35
COMMERCIAL_OFFICE_MEDIUM | ASHRAE_901_2004 | 3 | DIFFERENTIAL_DRY_BULB | 0.11429 | 0.057143 | FALSE | TRUE | 1.6122 | 3.1122 | 1.301 | 0.35
COMMERCIAL_OFFICE_MEDIUM | ASHRAE_901_2004 | 4 | DIFFERENTIAL_DRY_BULB | 0.11429 | 0.057143 | FALSE | TRUE | 1.4898 | 3.4184 | 1.301 | 0.35
COMMERCIAL_OFFICE_MEDIUM | ASHRAE_901_2004 | 5 | DIFFERENTIAL_DRY_BULB | 0.11429 | 0.057143 | FALSE | TRUE | 1.3673 | 3.7245 | 1.301 | 0.35
COMMERCIAL_OFFICE_MEDIUM | ASHRAE_901_2004 | 6 | DIFFERENTIAL_DRY_BULB | 0.11429 | 0.057143 | FALSE | TRUE | 1.2449 | 4.0306 | 1.301 | 0.35
COMMERCIAL_OFFICE_MEDIUM | ASHRAE_901_2004 | 7 | DIFFERENTIAL_DRY_BULB | 0.11429 | 0.057143 | FALSE | TRUE | 1.1224 | 4.3367 | 1.301 | 0.35
COMMERCIAL_OFFICE_MEDIUM | ASHRAE_901_2004 | 8 | DIFFERENTIAL_DRY_BULB | 0.11429 | 0.057143 | FALSE | TRUE | 1 | 4.6429 | 1.301 | 0.35
COMMERCIAL_OFFICE_MEDIUM | ASHRAE_901_2007 | 1 | NO_ECONOMIZER | 0.17143 | 0.085714 | TRUE | TRUE | 2.2857 | 2.5 | 1.2808 | 0.35
COMMERCIAL_OFFICE_MEDIUM | ASHRAE_901_2007 | 2 | NO_ECONOMIZER | 0.17143 | 0.085714 | TRUE | TRUE | 2.102 | 2.9592 | 1.2808 | 0.35
COMMERCIAL_OFFICE_MEDIUM | ASHRAE_901_2007 | 3 | DIFFERENTIAL_DRY_BULB | 0.17143 | 0.085714 | TRUE | TRUE | 1.9184 | 3.4184 | 1.2808 | 0.35
COMMERCIAL_OFFICE_MEDIUM | ASHRAE_901_2007 | 4 | DIFFERENTIAL_DRY_BULB | 0.17143 | 0.085714 | TRUE | TRUE | 1.7347 | 3.8776 | 1.2808 | 0.35
COMMERCIAL_OFFICE_MEDIUM | ASHRAE_901_2007 | 5 | DIFFERENTIAL_DRY_BULB | 0.17143 | 0.085714 | TRUE | TRUE | 1.551 | 4.3367 | 1.2808 | 0.35
COMMERCIAL_OFFICE_MEDIUM | ASHRAE_901_2007 | 6 | DIFFERENTIAL_DRY_BULB | 0.17143 | 0.085714 | TRUE | TRUE | 1.3673 | 4.7959 | 1.2808 | 0.35
COMMERCIAL_OFFICE_MEDIUM | ASHRAE_901_2007 | 7 | DIFFERENTIAL_DRY_BULB | 0.17143 | 0.085714 | TRUE | TRUE | 1.1837 | 5.2551 | 1.2808 | 0.35
COMMERCIAL_OFFICE_MEDIUM | ASHRAE_901_2007 | 8 | DIFFERENTIAL_DRY_BULB | 0.17143 | 0.085714 | TRUE | TRUE | 1 | 5.7143 | 1.2808 | 0.35
COMMERCIAL_OFFICE_MEDIUM | ASHRAE_901_2010 | 1 | NO_ECONOMIZER | 0.22857 | 0.11429 | TRUE | TRUE | 2.7143 | 2.5 | 1.2606 | 0.35
COMMERCIAL_OFFICE_MEDIUM | ASHRAE_901_2010 | 2 | NO_ECONOMIZER | 0.22857 | 0.11429 | TRUE | TRUE | 2.4694 | 3.1122 | 1.2606 | 0.35
COMMERCIAL_OFFICE_MEDIUM | ASHRAE_901_2010 | 3 | DIFFERENTIAL_DRY_BULB | 0.22857 | 0.11429 | TRUE | TRUE | 2.2245 | 3.7245 | 1.2606 | 0.35
COMMERCIAL_OFFICE_MEDIUM | ASHRAE_901_2010 | 4 | DIFFERENTIAL_DRY_BULB | 0.22857 | 0.11429 | TRUE | TRUE | 1.9796 | 4.3367 | 1.2606 | 0.35
COMMERCIAL_OFFICE_MEDIUM | ASHRAE_901_2010 | 5 | DIFFERENTIAL_DRY_BULB | 0.22857 | 0.11429 | TRUE | TRUE | 1.7347 | 4.949 | 1.2606 | 0.35
COMMERCIAL_OFFICE_MEDIUM | ASHRAE_901_2010 | 6 | DIFFERENTIAL_DRY_BULB | 0.22857 | 0.11429 | TRUE | TRUE | 1.4898 | 5.5612 | 1.2606 | 0.35
COMMERCIAL_OFFICE_MEDIUM | ASHRAE_901_2010 | 7 | DIFFERENTIAL_DRY_BULB | 0.22857 | 0.11429 | TRUE | TRUE | 1.2449 | 6.1735 | 1.2606 | 0.35
COMMERCIAL_OFFICE_MEDIUM | ASHRAE_901_2010 | 8 | DIFFERENTIAL_DRY_BULB | 0.22857 | 0.11429 | TRUE | TRUE | 1 | 6.7857 | 1.2606 | 0.35
COMMERCIAL_OFFICE_MEDIUM | ASHRAE_901_2013 | 1 | NO_ECONOMIZER | 0.28571 | 0.14286 | TRUE | TRUE | 3.1429 | 2.5 | 1.2404 | 0.35
COMMERCIAL_OFFICE_MEDIUM | ASHRAE_901_2013 | 2 | NO_ECONOMIZER | 0.28571 | 0.14286 | TRUE | TRUE | 2.8367 | 3.2653 | 1.2404 | 0.35
COMMERCIAL_OFFICE_MEDIUM | ASHRAE_901_2013 | 3 | DIFFERENTIAL_DRY_BULB | 0.28571 | 0.14286 | TRUE | TRUE | 2.5306 | 4.0306 | 1.2404 | 0.35
COMMERCIAL_OFFICE_MEDIUM | ASHRAE_901_2013 | 4 | DIFFERENTIAL_DRY_BULB | 0.28571 | 0.14286 | TRUE | TRUE | 2.2245 | 4.7959 | 1.2404 | 0.35
COMMERCIAL_OFFICE_MEDIUM | ASHRAE_901_2013 | 5 | DIFFERENTIAL_DRY_BULB | 0.28571 | 0.14286 | TRUE | TRUE | 1.9184 | 5.5612 | 1.2404 | 0.35
COMMERCIAL_OFFICE_MEDIUM | ASHRAE_901_2013 | 6 | DIFFERENTIAL_DRY_BULB | 0.28571 | 0.14286 | TRUE | TRUE | 1.6122 | 6.3265 | 1.2404 | 0.35
COMMERCIAL_OFFICE_MEDIUM | ASHRAE_901_2013 | 7 | DIFFERENTIAL_DRY_BULB | 0.28571 | 0.14286 | TRUE | TRUE | 1.3061 | 7.0918 | 1.2404 | 0.35
COMMERCIAL_OFFICE_MEDIUM | ASHRAE_901_2013 | 8 | DIFFERENTIAL_DRY_BULB | 0.28571 | 0.14286 | TRUE | TRUE | 1 | 7.8571 | 1.2404 | 0.35
COMMERCIAL_OFFICE_MEDIUM | ASHRAE_901_2016 | 1 | NO_ECONOMIZER | 0.34286 | 0.17143 | TRUE | TRUE | 3.5714 | 2.5 | 1.2202 | 0.35
COMMERCIAL_OFFICE_MEDIUM | ASHRAE_901_2016 | 2 | NO_ECONOMIZER | 0.34286 | 0.17143 | TRUE | TRUE | 3.2041 | 3.4184 | 1.2202 | 0.35
COMMERCIAL_OFFICE_MEDIUM | ASHRAE_901_2016 | 3 | DIFFERENTIAL_DRY_BULB | 0.34286 | 0.17143 | TRUE | TRUE | 2.8367 | 4.3367 | 1.2202 | 0.35
COMMERCIAL_OFFICE_MEDIUM | ASHRAE_901_2016 | 4 | DIFFERENTIAL_DRY_BULB | 0.34286 | 0.17143 | TRUE | TRUE | 2.4694 | 5.2551 | 1.2202 | 0.35
COMMERCIAL_OFFICE_MEDIUM | ASHRAE_901_2016 | 5 | DIFFERENTIAL_DRY_BULB | 0.34286 | 0.17143 | TRUE | TRUE | 2.102 | 6.1735 | 1.2202 | 0.35
COMMERCIAL_OFFICE_MEDIUM | ASHRAE_901_2016 | 6 | DIFFERENTIAL_DRY_BULB | 0.34286 | 0.17143 | TRUE | TRUE | 1.7347 | 7.0918 | 1.2202 | 0.35
COMMERCIAL_OFFICE_MEDIUM | ASHRAE_901_2016 | 7 | DIFFERENTIAL_DRY_BULB | 0.34286 | 0.17143 | TRUE | TRUE | 1.3673 | 8.0102 | 1.2202 | 0.35
COMMERCIAL_OFFICE_MEDIUM | ASHRAE_901_2016 | 8 | DIFFERENTIAL_DRY_BULB | 0.34286 | 0.17143 | TRUE | TRUE | 1 | 8.9286 | 1.2202 | 0.35
COMMERCIAL_OFFICE_MEDIUM | ASHRAE_901_2019 | 1 | NO_ECONOMIZER | 0.4 | 0.2 | TRUE | TRUE | 4 | 2.5 | 1.2 | 0.35
COMMERCIAL_OFFICE_MEDIUM | ASHRAE_901_2019 | 2 | NO_ECONOMIZER | 0.4 | 0.2 | TRUE | TRUE | 3.5714 | 3.5714 | 1.2 | 0.35
COMMERCIAL_OFFICE_MEDIUM | ASHRAE_901_2019 | 3 | DIFFERENTIAL_DRY_BULB | 0.4 | 0.2 | TRUE | TRUE | 3.1429 | 4.6429 | 1.2 | 0.35
COMMERCIAL_OFFICE_MEDIUM | ASHRAE_901_2019 | 4 | DIFFERENTIAL_DRY_BULB | 0.4 | 0.2 | TRUE | TRUE | 2.7143 | 5.7143 | 1.2 | 0.35
COMMERCIAL_OFFICE_MEDIUM | ASHRAE_901_2019 | 5 | DIFFERENTIAL_DRY_BULB | 0.4 | 0.2 | TRUE | TRUE | 2.2857 | 6.7857 | 1.2 | 0.35
COMMERCIAL_OFFICE_MEDIUM | ASHRAE_901_2019 | 6 | DIFFERENTIAL_DRY_BULB | 0.4 | 0.2 | TRUE | TRUE | 1.8571 | 7.8571 | 1.2 | 0.35
COMMERCIAL_OFFICE_MEDIUM | ASHRAE_901_2019 | 7 | DIFFERENTIAL_DRY_BULB | 0.4 | 0.2 | TRUE | TRUE | 1.4286 | 8.9286 | 1.2 | 0.35
COMMERCIAL_OFFICE_MEDIUM | ASHRAE_901_2019 | 8 | DIFFERENTIAL_DRY_BULB | 0.4 | 0.2 | TRUE | TRUE | 1 | 10 | 1.2 | 0.35
COMMERCIAL_OFFICE_MEDIUM | CBECS_1980_2004 | 1 | NO_ECONOMIZER | 0.057143 | 0.028571 | FALSE | FALSE | 1.4286 | 2.5 | 1.3212 | 0.35
COMMERCIAL_OFFICE_MEDIUM | CBECS_1980_2004 | 2 | NO_ECONOMIZER | 0.057143 | 0.028571 | FALSE | FALSE | 1.3673 | 2.6531 | 1.3212 | 0.35
COMMERCIAL_OFFICE_MEDIUM | CBECS_1980_2004 | 3 | NO_ECONOMIZER | 0.057143 | 0.028571 | FALSE | FALSE | 1.3061 | 2.8061 | 1.3212 | 0.35
COMMERCIAL_OFFICE_MEDIUM | CBECS_1980_2004 | 4 | NO_ECONOMIZER | 0.057143 | 0.028571 | FALSE | FALSE | 1.2449 | 2.9592 | 1.3212 | 0.35
COMMERCIAL_OFFICE_MEDIUM | CBECS_1980_2004 | 5 | NO_ECONOMIZER | 0.057143 | 0.028571 | FALSE | FALSE | 1.1837 | 3.1122 | 1.3212 | 0.35
COMMERCIAL_OFFICE_MEDIUM | CBECS_1980_2004 | 6 | NO_ECONOMIZER | 0.057143 | 0.028571 | FALSE | FALSE | 1.1224 | 3.2653 | 1.3212 | 0.35
COMMERCIAL_OFFICE_MEDIUM | CBECS_1980_2004 | 7 | NO_ECONOMIZER | 0.057143 | 0.028571 | FALSE | FALSE | 1.0612 | 3.4184 | 1.3212 | 0.35
COMMERCIAL_OFFICE_MEDIUM | CBECS_1980_2004 | 8 | NO_ECONOMIZER | 0.057143 | 0.028571 | FALSE | FALSE | 1 | 3.5714 | 1.3212 | 0.35
COMMERCIAL_OFFICE_MEDIUM | CBECS_PRE_1980 | 1 | NO_ECONOMIZER | 0 | 0 | FALSE | FALSE | 1 | 2.5 | 1.3414 | 0.35
COMMERCIAL_OFFICE_MEDIUM | CBECS_PRE_1980 | 2 | NO_ECONOMIZER | 0 | 0 | FALSE | FALSE | 1 | 2.5 | 1.3414 | 0.35
COMMERCIAL_OFFICE_MEDIUM | CBECS_PRE_1980 | 3 | NO_ECONOMIZER | 0 | 0 | FALSE | FALSE | 1 | 2.5 | 1.3414 | 0.35
COMMERCIAL_OFFICE_MEDIUM | CBECS_PRE_1980 | 4 | NO_ECONOMIZER | 0 | 0 | FALSE | FALSE | 1 | 2.5 | 1.3414 | 0.35
COMMERCIAL_OFFICE_MEDIUM | CBECS_PRE_1980 | 5 | NO_ECONOMIZER | 0 | 0 | FALSE | FALSE | 1 | 2.5 | 1.3414 | 0.35
COMMERCIAL_OFFICE_MEDIUM | CBECS_PRE_1980 | 6 | NO_ECONOMIZER | 0 | 0 | FALSE | FALSE | 1 | 2.5 | 1.3414 | 0.35
COMMERCIAL_OFFICE_MEDIUM | CBECS_PRE_1980 | 7 | NO_ECONOMIZER | 0 | 0 | FALSE | FALSE | 1 | 2.5 | 1.3414 | 0.35
COMMERCIAL_OFFICE_MEDIUM | CBECS_PRE_1980 | 8 | NO_ECONOMIZER | 0 | 0 | FALSE | FALSE | 1 | 2.5 | 1.3414 | 0.35
COMMERCIAL_OFFICE_SMALL | ASHRAE_901_2004 | 1 | NO_ECONOMIZER | 0.11429 | 0.057143 | FALSE | TRUE | 1.8571 | 2.5 | 1.2079 | 0.35
COMMERCIAL_OFFICE_SMALL | ASHRAE_901_2004 | 2 | NO_ECONOMIZER | 0.11429 | 0.057143 | FALSE | TRUE | 1.7347 | 2.8061 | 1.2079 | 0.35
COMMERCIAL_OFFICE_SMALL | ASHRAE_901_2004 | 3 | DIFFERENTIAL_DRY_BULB | 0.11429 | 0.057143 | FALSE | TRUE | 1.6122 | 3.1122 | 1.2079 | 0.35
COMMERCIAL_OFFICE_SMALL | ASHRAE_901_2004 | 4 | DIFFERENTIAL_DRY_BULB | 0.11429 | 0.057143 | FALSE | TRUE | 1.4898 | 3.4184 | 1.2079 | 0.35
COMMERCIAL_OFFICE_SMALL | ASHRAE_901_2004 | 5 | DIFFERENTIAL_DRY_BULB | 0.11429 | 0.057143 | FALSE | TRUE | 1.3673 | 3.7245 | 1.2079 | 0.35
COMMERCIAL_OFFICE_SMALL | ASHRAE_901_2004 | 6 | DIFFERENTIAL_DRY_BULB | 0.11429 | 0.057143 | FALSE | TRUE | 1.2449 | 4.0306 | 1.2079 | 0.35
COMMERCIAL_OFFICE_SMALL | ASHRAE_901_2004 | 7 | DIFFERENTIAL_DRY_BULB | 0.11429 | 0.057143 | FALSE | TRUE | 1.1224 | 4.3367 | 1.2079 | 0.35
COMMERCIAL_OFFICE_SMALL | ASHRAE_901_2004 | 8 | DIFFERENTIAL_DRY_BULB | 0.11429 | 0.057143 | FALSE | TRUE | 1 | 4.6429 | 1.2079 | 0.35
COMMERCIAL_OFFICE_SMALL | ASHRAE_901_2007 | 1 | NO_ECONOMIZER | 0.17143 | 0.085714 | TRUE | TRUE | 2.2857 | 2.5 | 1.2063 | 0.35
COMMERCIAL_OFFICE_SMALL | ASHRAE_901_2007 | 2 | NO_ECONOMIZER | 0.17143 | 0.085714 | TRUE | TRUE | 2.102 | 2.9592 | 1.2063 | 0.35
COMMERCIAL_OFFICE_SMALL | ASHRAE_901_2007 | 3 | DIFFERENTIAL_DRY_BULB | 0.17143 | 0.085714 | TRUE | TRUE | 1.9184 | 3.4184 | 1.2063 | 0.35
COMMERCIAL_OFFICE_SMALL | ASHRAE_901_2007 | 4 | DIFFERENTIAL_DRY_BULB | 0.17143 | 0.085714 | TRUE | TRUE | 1.7347 | 3.8776 | 1.2063 | 0.35
COMMERCIAL_OFFICE_SMALL | ASHRAE_901_2007 | 5 | DIFFERENTIAL_DRY_BULB | 0.17143 | 0.085714 | TRUE | TRUE | 1.551 | 4.3367 | 1.2063 | 0.35
COMMERCIAL_OFFICE_SMALL | ASHRAE_901_2007 | 6 | DIFFERENTIAL_DRY_BULB | 0.17143 | 0.085714 | TRUE | TRUE | 1.3673 | 4.7959 | 1.2063 | 0.35
COMMERCIAL_OFFICE_SMALL | ASHRAE_901_2007 | 7 | DIFFERENTIAL_DRY_BULB | 0.17143 | 0.085714 | TRUE | TRUE | 1.1837 | 5.2551 | 1.2063 | 0.35
COMMERCIAL_OFFICE_SMALL | ASHRAE_901_2007 | 8 | DIFFERENTIAL_DRY_BULB | 0.17143 | 0.085714 | TRUE | TRUE | 1 | 5.7143 | 1.2063 | 0.35
COMMERCIAL_OFFICE_SMALL | ASHRAE_901_2010 | 1 | NO_ECONOMIZER | 0.22857 | 0.11429 | TRUE | TRUE | 2.7143 | 2.5 | 1.2047 | 0.35
COMMERCIAL_OFFICE_SMALL | ASHRAE_901_2010 | 2 | NO_ECONOMIZER | 0.22857 | 0.11429 | TRUE | TRUE | 2.4694 | 3.1122 | 1.2047 | 0.35
COMMERCIAL_OFFICE_SMALL | ASHRAE_901_2010 | 3 | DIFFERENTIAL_DRY_BULB | 0.22857 | 0.11429 | TRUE | TRUE | 2.2245 | 3.7245 | 1.2047 | 0.35
COMMERCIAL_OFFICE_SMALL | ASHRAE_901_2010 | 4 | DIFFERENTIAL_DRY_BULB | 0.22857 | 0.11429 | TRUE | TRUE | 1.9796 | 4.3367 | 1.2047 | 0.35
COMMERCIAL_OFFICE_SMALL | ASHRAE_901_2010 | 5 | DIFFERENTIAL_DRY_BULB | 0.22857 | 0.11429 | TRUE | TRUE | 1.7347 | 4.949 | 1.2047 | 0.35
COMMERCIAL_OFFICE_SMALL | ASHRAE_901_2010 | 6 | DIFFERENTIAL_DRY_BULB | 0.22857 | 0.11429 | TRUE | TRUE | 1.4898 | 5.5612 | 1.2047 | 0.35
COMMERCIAL_OFFICE_SMALL | ASHRAE_901_2010 | 7 | DIFFERENTIAL_DRY_BULB | 0.22857 | 0.11429 | TRUE | TRUE | 1.2449 | 6.1735 | 1.2047 | 0.35
COMMERCIAL_OFFICE_SMALL | ASHRAE_901_2010 | 8 | DIFFERENTIAL_DRY_BULB | 0.22857 | 0.11429 | TRUE | TRUE | 1 | 6.7857 | 1.2047 | 0.35
COMMERCIAL_OFFICE_SMALL | ASHRAE_901_2013 | 1 | NO_ECONOMIZER | 0.28571 | 0.14286 | TRUE | TRUE | 3.1429 | 2.5 | 1.2031 | 0.35
COMMERCIAL_OFFICE_SMALL | ASHRAE_901_2013 | 2 | NO_ECONOMIZER | 0.28571 | 0.14286 | TRUE | TRUE | 2.8367 | 3.2653 | 1.2031 | 0.35
COMMERCIAL_OFFICE_SMALL | ASHRAE_901_2013 | 3 | DIFFERENTIAL_DRY_BULB | 0.28571 | 0.14286 | TRUE | TRUE | 2.5306 | 4.0306 | 1.2031 | 0.35
COMMERCIAL_OFFICE_SMALL | ASHRAE_901_2013 | 4 | DIFFERENTIAL_DRY_BULB | 0.28571 | 0.14286 | TRUE | TRUE | 2.2245 | 4.7959 | 1.2031 | 0.35
COMMERCIAL_OFFICE_SMALL | ASHRAE_901_2013 | 5 | DIFFERENTIAL_DRY_BULB | 0.28571 | 0.14286 | TRUE | TRUE | 1.9184 | 5.5612 | 1.2031 | 0.35
COMMERCIAL_OFFICE_SMALL | ASHRAE_901_2013 | 6 | DIFFERENTIAL_DRY_BULB | 0.28571 | 0.14286 | TRUE | TRUE | 1.6122 | 6.3265 | 1.2031 | 0.35
COMMERCIAL_OFFICE_SMALL | ASHRAE_901_2013 | 7 | DIFFERENTIAL_DRY_BULB | 0.28571 | 0.14286 | TRUE | TRUE | 1.3061 | 7.0918 | 1.2031 | 0.35
COMMERCIAL_OFFICE_SMALL | ASHRAE_901_2013 | 8 | DIFFERENTIAL_DRY_BULB | 0.28571 | 0.14286 | TRUE | TRUE | 1 | 7.8571 | 1.2031 | 0.35
COMMERCIAL_OFFICE_SMALL | ASHRAE_901_2016 | 1 | NO_ECONOMIZER | 0.34286 | 0.17143 | TRUE | TRUE | 3.5714 | 2.5 | 1.2016 | 0.35
COMMERCIAL_OFFICE_SMALL | ASHRAE_901_2016 | 2 | NO_ECONOMIZER | 0.34286 | 0.17143 | TRUE | TRUE | 3.2041 | 3.4184 | 1.2016 | 0.35
COMMERCIAL_OFFICE_SMALL | ASHRAE_901_2016 | 3 | DIFFERENTIAL_DRY_BULB | 0.34286 | 0.17143 | TRUE | TRUE | 2.8367 | 4.3367 | 1.2016 | 0.35
COMMERCIAL_OFFICE_SMALL | ASHRAE_901_2016 | 4 | DIFFERENTIAL_DRY_BULB | 0.34286 | 0.17143 | TRUE | TRUE | 2.4694 | 5.2551 | 1.2016 | 0.35
COMMERCIAL_OFFICE_SMALL | ASHRAE_901_2016 | 5 | DIFFERENTIAL_DRY_BULB | 0.34286 | 0.17143 | TRUE | TRUE | 2.102 | 6.1735 | 1.2016 | 0.35
COMMERCIAL_OFFICE_SMALL | ASHRAE_901_2016 | 6 | DIFFERENTIAL_DRY_BULB | 0.34286 | 0.17143 | TRUE | TRUE | 1.7347 | 7.0918 | 1.2016 | 0.35
COMMERCIAL_OFFICE_SMALL | ASHRAE_901_2016 | 7 | DIFFERENTIAL_DRY_BULB | 0.34286 | 0.17143 | TRUE | TRUE | 1.3673 | 8.0102 | 1.2016 | 0.35
COMMERCIAL_OFFICE_SMALL | ASHRAE_901_2016 | 8 | DIFFERENTIAL_DRY_BULB | 0.34286 | 0.17143 | TRUE | TRUE | 1 | 8.9286 | 1.2016 | 0.35
COMMERCIAL_OFFICE_SMALL | ASHRAE_901_2019 | 1 | NO_ECONOMIZER | 0.4 | 0.2 | TRUE | TRUE | 4 | 2.5 | 1.2 | 0.35
COMMERCIAL_OFFICE_SMALL | ASHRAE_901_2019 | 2 | NO_ECONOMIZER | 0.4 | 0.2 | TRUE | TRUE | 3.5714 | 3.5714 | 1.2 | 0.35
COMMERCIAL_OFFICE_SMALL | ASHRAE_901_2019 | 3 | DIFFERENTIAL_DRY_BULB | 0.4 | 0.2 | TRUE | TRUE | 3.1429 | 4.6429 | 1.2 | 0.35
COMMERCIAL_OFFICE_SMALL | ASHRAE_901_2019 | 4 | DIFFERENTIAL_DRY_BULB | 0.4 | 0.2 | TRUE | TRUE | 2.7143 | 5.7143 | 1.2 | 0.35
COMMERCIAL_OFFICE_SMALL | ASHRAE_901_2019 | 5 | DIFFERENTIAL_DRY_BULB | 0.4 | 0.2 | TRUE | TRUE | 2.2857 | 6.7857 | 1.2 | 0.35
COMMERCIAL_OFFICE_SMALL | ASHRAE_901_2019 | 6 | DIFFERENTIAL_DRY_BULB | 0.4 | 0.2 | TRUE | TRUE | 1.8571 | 7.8571 | 1.2 | 0.35
COMMERCIAL_OFFICE_SMALL | ASHRAE_901_2019 | 7 | DIFFERENTIAL_DRY_BULB | 0.4 | 0.2 | TRUE | TRUE | 1.4286 | 8.9286 | 1.2 | 0.35
COMMERCIAL_OFFICE_SMALL | ASHRAE_901_2019 | 8 | DIFFERENTIAL_DRY_BULB | 0.4 | 0.2 | TRUE | TRUE | 1 | 10 | 1.2 | 0.35
COMMERCIAL_OFFICE_SMALL | CBECS_1980_2004 | 1 | NO_ECONOMIZER | 0.057143 | 0.028571 | FALSE | FALSE | 1.4286 | 2.5 | 1.2094 | 0.35
COMMERCIAL_OFFICE_SMALL | CBECS_1980_2004 | 2 | NO_ECONOMIZER | 0.057143 | 0.028571 | FALSE | FALSE | 1.3673 | 2.6531 | 1.2094 | 0.35
COMMERCIAL_OFFICE_SMALL | CBECS_1980_2004 | 3 | NO_ECONOMIZER | 0.057143 | 0.028571 | FALSE | FALSE | 1.3061 | 2.8061 | 1.2094 | 0.35
COMMERCIAL_OFFICE_SMALL | CBECS_1980_2004 | 4 | NO_ECONOMIZER | 0.057143 | 0.028571 | FALSE | FALSE | 1.2449 | 2.9592 | 1.2094 | 0.35
COMMERCIAL_OFFICE_SMALL | CBECS_1980_2004 | 5 | NO_ECONOMIZER | 0.057143 | 0.028571 | FALSE | FALSE | 1.1837 | 3.1122 | 1.2094 | 0.35
COMMERCIAL_OFFICE_SMALL | CBECS_1980_2004 | 6 | NO_ECONOMIZER | 0.057143 | 0.028571 | FALSE | FALSE | 1.1224 | 3.2653 | 1.2094 | 0.35
COMMERCIAL_OFFICE_SMALL | CBECS_1980_2004 | 7 | NO_ECONOMIZER | 0.057143 | 0.028571 | FALSE | FALSE | 1.0612 | 3.4184 | 1.2094 | 0.35
COMMERCIAL_OFFICE_SMALL | CBECS_1980_2004 | 8 | NO_ECONOMIZER | 0.057143 | 0.028571 | FALSE | FALSE | 1 | 3.5714 | 1.2094 | 0.35
COMMERCIAL_OFFICE_SMALL | CBECS_PRE_1980 | 1 | NO_ECONOMIZER | 0 | 0 | FALSE | FALSE | 1 | 2.5 | 1.211 | 0.35
COMMERCIAL_OFFICE_SMALL | CBECS_PRE_1980 | 2 | NO_ECONOMIZER | 0 | 0 | FALSE | FALSE | 1 | 2.5 | 1.211 | 0.35
COMMERCIAL_OFFICE_SMALL | CBECS_PRE_1980 | 3 | NO_ECONOMIZER | 0 | 0 | FALSE | FALSE | 1 | 2.5 | 1.211 | 0.35
COMMERCIAL_OFFICE_SMALL | CBECS_PRE_1980 | 4 | NO_ECONOMIZER | 0 | 0 | FALSE | FALSE | 1 | 2.5 | 1.211 | 0.35
COMMERCIAL_OFFICE_SMALL | CBECS_PRE_1980 | 5 | NO_ECONOMIZER | 0 | 0 | FALSE | FALSE | 1 | 2.5 | 1.211 | 0.35
COMMERCIAL_OFFICE_SMALL | CBECS_PRE_1980 | 6 | NO_ECONOMIZER | 0 | 0 | FALSE | FALSE | 1 | 2.5 | 1.211 | 0.35
COMMERCIAL_OFFICE_SMALL | CBECS_PRE_1980 | 7 | NO_ECONOMIZER | 0 | 0 | FALSE | FALSE | 1 | 2.5 | 1.211 | 0.35
COMMERCIAL_OFFICE_SMALL | CBECS_PRE_1980 | 8 | NO_ECONOMIZER | 0 | 0 | FALSE | FALSE | 1 | 2.5 | 1.211 | 0.35
COMMERCIAL_RESTAURANT_FULL_SERVICE | ASHRAE_901_2004 | 1 | NO_ECONOMIZER | 0.11429 | 0.057143 | FALSE | TRUE | 1.8571 | 2.5 | 1.2079 | 0.35
COMMERCIAL_RESTAURANT_FULL_SERVICE | ASHRAE_901_2004 | 2 | NO_ECONOMIZER | 0.11429 | 0.057143 | FALSE | TRUE | 1.7347 | 2.8061 | 1.2079 | 0.35
COMMERCIAL_RESTAURANT_FULL_SERVICE | ASHRAE_901_2004 | 3 | DIFFERENTIAL_DRY_BULB | 0.11429 | 0.057143 | FALSE | TRUE | 1.6122 | 3.1122 | 1.2079 | 0.35
COMMERCIAL_RESTAURANT_FULL_SERVICE | ASHRAE_901_2004 | 4 | DIFFERENTIAL_DRY_BULB | 0.11429 | 0.057143 | FALSE | TRUE | 1.4898 | 3.4184 | 1.2079 | 0.35
COMMERCIAL_RESTAURANT_FULL_SERVICE | ASHRAE_901_2004 | 5 | DIFFERENTIAL_DRY_BULB | 0.11429 | 0.057143 | FALSE | TRUE | 1.3673 | 3.7245 | 1.2079 | 0.35
COMMERCIAL_RESTAURANT_FULL_SERVICE | ASHRAE_901_2004 | 6 | DIFFERENTIAL_DRY_BULB | 0.11429 | 0.057143 | FALSE | TRUE | 1.2449 | 4.0306 | 1.2079 | 0.35
COMMERCIAL_RESTAURANT_FULL_SERVICE | ASHRAE_901_2004 | 7 | DIFFERENTIAL_DRY_BULB | 0.11429 | 0.057143 | FALSE | TRUE | 1.1224 | 4.3367 | 1.2079 | 0.35
COMMERCIAL_RESTAURANT_FULL_SERVICE | ASHRAE_901_2004 | 8 | DIFFERENTIAL_DRY_BULB | 0.11429 | 0.057143 | FALSE | TRUE | 1 | 4.6429 | 1.2079 | 0.35
COMMERCIAL_RESTAURANT_FULL_SERVICE | ASHRAE_901_2007 | 1 | NO_ECONOMIZER | 0.17143 | 0.085714 | FALSE | TRUE | 2.2857 | 2.5 | 1.2063 | 0.35
COMMERCIAL_RESTAURANT_FULL_SERVICE | ASHRAE_901_2007 | 2 | NO_ECONOMIZER | 0.17143 | 0.085714 | FALSE | TRUE | 2.102 | 2.9592 | 1.2063 | 0.35
COMMERCIAL_RESTAURANT_FULL_SERVICE | ASHRAE_901_2007 | 3 | DIFFERENTIAL_DRY_BULB | 0.17143 | 0.085714 | FALSE | TRUE | 1.9184 | 3.4184 | 1.2063 | 0.35
COMMERCIAL_RESTAURANT_FULL_SERVICE | ASHRAE_901_2007 | 4 | DIFFERENTIAL_DRY_BULB | 0.17143 | 0.085714 | FALSE | TRUE | 1.7347 | 3.8776 | 1.2063 | 0.35
COMMERCIAL_RESTAURANT_FULL_SERVICE | ASHRAE_901_2007 | 5 | DIFFERENTIAL_DRY_BULB | 0.17143 | 0.085714 | FALSE | TRUE | 1.551 | 4.3367 | 1.2063 | 0.35
COMMERCIAL_RESTAURANT_FULL_SERVICE | ASHRAE_901_2007 | 6 | DIFFERENTIAL_DRY_BULB | 0.17143 | 0.085714 | FALSE | TRUE | 1.3673 | 4.7959 | 1.2063 | 0.35
COMMERCIAL_RESTAURANT_FULL_SERVICE | ASHRAE_901_2007 | 7 | DIFFERENTIAL_DRY_BULB | 0.17143 | 0.085714 | FALSE | TRUE | 1.1837 | 5.2551 | 1.2063 | 0.35
COMMERCIAL_RESTAURANT_FULL_SERVICE | ASHRAE_901_2007 | 8 | DIFFERENTIAL_DRY_BULB | 0.17143 | 0.085714 | FALSE | TRUE | 1 | 5.7143 | 1.2063 | 0.35
COMMERCIAL_RESTAURANT_FULL_SERVICE | ASHRAE_901_2010 | 1 | NO_ECONOMIZER | 0.22857 | 0.11429 | FALSE | TRUE | 2.7143 | 2.5 | 1.2047 | 0.35
COMMERCIAL_RESTAURANT_FULL_SERVICE | ASHRAE_901_2010 | 2 | NO_ECONOMIZER | 0.22857 | 0.11429 | FALSE | TRUE | 2.4694 | 3.1122 | 1.2047 | 0.35
COMMERCIAL_RESTAURANT_FULL_SERVICE | ASHRAE_901_2010 | 3 | DIFFERENTIAL_DRY_BULB | 0.22857 | 0.11429 | FALSE | TRUE | 2.2245 | 3.7245 | 1.2047 | 0.35
COMMERCIAL_RESTAURANT_FULL_SERVICE | ASHRAE_901_2010 | 4 | DIFFERENTIAL_DRY_BULB | 0.22857 | 0.11429 | FALSE | TRUE | 1.9796 | 4.3367 | 1.2047 | 0.35
COMMERCIAL_RESTAURANT_FULL_SERVICE | ASHRAE_901_2010 | 5 | DIFFERENTIAL_DRY_BULB | 0.22857 | 0.11429 | FALSE | TRUE | 1.7347 | 4.949 | 1.2047 | 0.35
COMMERCIAL_RESTAURANT_FULL_SERVICE | ASHRAE_901_2010 | 6 | DIFFERENTIAL_DRY_BULB | 0.22857 | 0.11429 | FALSE | TRUE | 1.4898 | 5.5612 | 1.2047 | 0.35
COMMERCIAL_RESTAURANT_FULL_SERVICE | ASHRAE_901_2010 | 7 | DIFFERENTIAL_DRY_BULB | 0.22857 | 0.11429 | FALSE | TRUE | 1.2449 | 6.1735 | 1.2047 | 0.35
COMMERCIAL_RESTAURANT_FULL_SERVICE | ASHRAE_901_2010 | 8 | DIFFERENTIAL_DRY_BULB | 0.22857 | 0.11429 | FALSE | TRUE | 1 | 6.7857 | 1.2047 | 0.35
COMMERCIAL_RESTAURANT_FULL_SERVICE | ASHRAE_901_2013 | 1 | NO_ECONOMIZER | 0.28571 | 0.14286 | FALSE | TRUE | 3.1429 | 2.5 | 1.2031 | 0.35
COMMERCIAL_RESTAURANT_FULL_SERVICE | ASHRAE_901_2013 | 2 | NO_ECONOMIZER | 0.28571 | 0.14286 | FALSE | TRUE | 2.8367 | 3.2653 | 1.2031 | 0.35
COMMERCIAL_RESTAURANT_FULL_SERVICE | ASHRAE_901_2013 | 3 | DIFFERENTIAL_DRY_BULB | 0.28571 | 0.14286 | FALSE | TRUE | 2.5306 | 4.0306 | 1.2031 | 0.35
COMMERCIAL_RESTAURANT_FULL_SERVICE | ASHRAE_901_2013 | 4 | DIFFERENTIAL_DRY_BULB | 0.28571 | 0.14286 | FALSE | TRUE | 2.2245 | 4.7959 | 1.2031 | 0.35
COMMERCIAL_RESTAURANT_FULL_SERVICE | ASHRAE_901_2013 | 5 | DIFFERENTIAL_DRY_BULB | 0.28571 | 0.14286 | FALSE | TRUE | 1.9184 | 5.5612 | 1.2031 | 0.35
COMMERCIAL_RESTAURANT_FULL_SERVICE | ASHRAE_901_2013 | 6 | DIFFERENTIAL_DRY_BULB | 0.28571 | 0.14286 | FALSE | TRUE | 1.6122 | 6.3265 | 1.2031 | 0.35
COMMERCIAL_RESTAURANT_FULL_SERVICE | ASHRAE_901_2013 | 7 | DIFFERENTIAL_DRY_BULB | 0.28571 | 0.14286 | FALSE | TRUE | 1.3061 | 7.0918 | 1.2031 | 0.35
COMMERCIAL_RESTAURANT_FULL_SERVICE | ASHRAE_901_2013 | 8 | DIFFERENTIAL_DRY_BULB | 0.28571 | 0.14286 | FALSE | TRUE | 1 | 7.8571 | 1.2031 | 0.35
COMMERCIAL_RESTAURANT_FULL_SERVICE | ASHRAE_901_2016 | 1 | NO_ECONOMIZER | 0.34286 | 0.17143 | FALSE | TRUE | 3.5714 | 2.5 | 1.2016 | 0.35
COMMERCIAL_RESTAURANT_FULL_SERVICE | ASHRAE_901_2016 | 2 | NO_ECONOMIZER | 0.34286 | 0.17143 | FALSE | TRUE | 3.2041 | 3.4184 | 1.2016 | 0.35
COMMERCIAL_RESTAURANT_FULL_SERVICE | ASHRAE_901_2016 | 3 | DIFFERENTIAL_DRY_BULB | 0.34286 | 0.17143 | FALSE | TRUE | 2.8367 | 4.3367 | 1.2016 | 0.35
COMMERCIAL_RESTAURANT_FULL_SERVICE | ASHRAE_901_2016 | 4 | DIFFERENTIAL_DRY_BULB | 0.34286 | 0.17143 | FALSE | TRUE | 2.4694 | 5.2551 | 1.2016 | 0.35
COMMERCIAL_RESTAURANT_FULL_SERVICE | ASHRAE_901_2016 | 5 | DIFFERENTIAL_DRY_BULB | 0.34286 | 0.17143 | FALSE | TRUE | 2.102 | 6.1735 | 1.2016 | 0.35
COMMERCIAL_RESTAURANT_FULL_SERVICE | ASHRAE_901_2016 | 6 | DIFFERENTIAL_DRY_BULB | 0.34286 | 0.17143 | FALSE | TRUE | 1.7347 | 7.0918 | 1.2016 | 0.35
COMMERCIAL_RESTAURANT_FULL_SERVICE | ASHRAE_901_2016 | 7 | DIFFERENTIAL_DRY_BULB | 0.34286 | 0.17143 | FALSE | TRUE | 1.3673 | 8.0102 | 1.2016 | 0.35
COMMERCIAL_RESTAURANT_FULL_SERVICE | ASHRAE_901_2016 | 8 | DIFFERENTIAL_DRY_BULB | 0.34286 | 0.17143 | FALSE | TRUE | 1 | 8.9286 | 1.2016 | 0.35
COMMERCIAL_RESTAURANT_FULL_SERVICE | ASHRAE_901_2019 | 1 | NO_ECONOMIZER | 0.4 | 0.2 | FALSE | TRUE | 4 | 2.5 | 1.2 | 0.35
COMMERCIAL_RESTAURANT_FULL_SERVICE | ASHRAE_901_2019 | 2 | NO_ECONOMIZER | 0.4 | 0.2 | FALSE | TRUE | 3.5714 | 3.5714 | 1.2 | 0.35
COMMERCIAL_RESTAURANT_FULL_SERVICE | ASHRAE_901_2019 | 3 | DIFFERENTIAL_DRY_BULB | 0.4 | 0.2 | FALSE | TRUE | 3.1429 | 4.6429 | 1.2 | 0.35
COMMERCIAL_RESTAURANT_FULL_SERVICE | ASHRAE_901_2019 | 4 | DIFFERENTIAL_DRY_BULB | 0.4 | 0.2 | FALSE | TRUE | 2.7143 | 5.7143 | 1.2 | 0.35
COMMERCIAL_RESTAURANT_FULL_SERVICE | ASHRAE_901_2019 | 5 | DIFFERENTIAL_DRY_BULB | 0.4 | 0.2 | FALSE | TRUE | 2.2857 | 6.7857 | 1.2 | 0.35
COMMERCIAL_RESTAURANT_FULL_SERVICE | ASHRAE_901_2019 | 6 | DIFFERENTIAL_DRY_BULB | 0.4 | 0.2 | FALSE | TRUE | 1.8571 | 7.8571 | 1.2 | 0.35
COMMERCIAL_RESTAURANT_FULL_SERVICE | ASHRAE_901_2019 | 7 | DIFFERENTIAL_DRY_BULB | 0.4 | 0.2 | FALSE | TRUE | 1.4286 | 8.9286 | 1.2 | 0.35
COMMERCIAL_RESTAURANT_FULL_SERVICE | ASHRAE_901_2019 | 8 | DIFFERENTIAL_DRY_BULB | 0.4 | 0.2 | FALSE | TRUE | 1 | 10 | 1.2 | 0.35
COMMERCIAL_RESTAURANT_FULL_SERVICE | CBECS_1980_2004 | 1 | NO_ECONOMIZER | 0.057143 | 0.028571 | FALSE | FALSE | 1.4286 | 2.5 | 1.2094 | 0.35
COMMERCIAL_RESTAURANT_FULL_SERVICE | CBECS_1980_2004 | 2 | NO_ECONOMIZER | 0.057143 | 0.028571 | FALSE | FALSE | 1.3673 | 2.6531 | 1.2094 | 0.35
COMMERCIAL_RESTAURANT_FULL_SERVICE | CBECS_1980_2004 | 3 | NO_ECONOMIZER | 0.057143 | 0.028571 | FALSE | FALSE | 1.3061 | 2.8061 | 1.2094 | 0.35
COMMERCIAL_RESTAURANT_FULL_SERVICE | CBECS_1980_2004 | 4 | NO_ECONOMIZER | 0.057143 | 0.028571 | FALSE | FALSE | 1.2449 | 2.9592 | 1.2094 | 0.35
COMMERCIAL_RESTAURANT_FULL_SERVICE | CBECS_1980_2004 | 5 | NO_ECONOMIZER | 0.057143 | 0.028571 | FALSE | FALSE | 1.1837 | 3.1122 | 1.2094 | 0.35
COMMERCIAL_RESTAURANT_FULL_SERVICE | CBECS_1980_2004 | 6 | NO_ECONOMIZER | 0.057143 | 0.028571 | FALSE | FALSE | 1.1224 | 3.2653 | 1.2094 | 0.35
COMMERCIAL_RESTAURANT_FULL_SERVICE | CBECS_1980_2004 | 7 | NO_ECONOMIZER | 0.057143 | 0.028571 | FALSE | FALSE | 1.0612 | 3.4184 | 1.2094 | 0.35
COMMERCIAL_RESTAURANT_FULL_SERVICE | CBECS_1980_2004 | 8 | NO_ECONOMIZER | 0.057143 | 0.028571 | FALSE | FALSE | 1 | 3.5714 | 1.2094 | 0.35
COMMERCIAL_RESTAURANT_FULL_SERVICE | CBECS_PRE_1980 | 1 | NO_ECONOMIZER | 0 | 0 | FALSE | FALSE | 1 | 2.5 | 1.211 | 0.35
COMMERCIAL_RESTAURANT_FULL_SERVICE | CBECS_PRE_1980 | 2 | NO_ECONOMIZER | 0 | 0 | FALSE | FALSE | 1 | 2.5 | 1.211 | 0.35
COMMERCIAL_RESTAURANT_FULL_SERVICE | CBECS_PRE_1980 | 3 | NO_ECONOMIZER | 0 | 0 | FALSE | FALSE | 1 | 2.5 | 1.211 | 0.35
COMMERCIAL_RESTAURANT_FULL_SERVICE | CBECS_PRE_1980 | 4 | NO_ECONOMIZER | 0 | 0 | FALSE | FALSE | 1 | 2.5 | 1.211 | 0.35
COMMERCIAL_RESTAURANT_FULL_SERVICE | CBECS_PRE_1980 | 5 | NO_ECONOMIZER | 0 | 0 | FALSE | FALSE | 1 | 2.5 | 1.211 | 0.35
COMMERCIAL_RESTAURANT_FULL_SERVICE | CBECS_PRE_1980 | 6 | NO_ECONOMIZER | 0 | 0 | FALSE | FALSE | 1 | 2.5 | 1.211 | 0.35
COMMERCIAL_RESTAURANT_FULL_SERVICE | CBECS_PRE_1980 | 7 | NO_ECONOMIZER | 0 | 0 | FALSE | FALSE | 1 | 2.5 | 1.211 | 0.35
COMMERCIAL_RESTAURANT_FULL_SERVICE | CBECS_PRE_1980 | 8 | NO_ECONOMIZER | 0 | 0 | FALSE | FALSE | 1 | 2.5 | 1.211 | 0.35
COMMERCIAL_RESTAURANT_QUICK_SERVICE | ASHRAE_901_2004 | 1 | NO_ECONOMIZER | 0.11429 | 0.057143 | FALSE | TRUE | 1.8571 | 2.5 | 1.2017 | 0.35
COMMERCIAL_RESTAURANT_QUICK_SERVICE | ASHRAE_901_2004 | 2 | NO_ECONOMIZER | 0.11429 | 0.057143 | FALSE | TRUE | 1.7347 | 2.8061 | 1.2017 | 0.35
COMMERCIAL_RESTAURANT_QUICK_SERVICE | ASHRAE_901_2004 | 3 | DIFFERENTIAL_DRY_BULB | 0.11429 | 0.057143 | FALSE | TRUE | 1.6122 | 3.1122 | 1.2017 | 0.35
COMMERCIAL_RESTAURANT_QUICK_SERVICE | ASHRAE_901_2004 | 4 | DIFFERENTIAL_DRY_BULB | 0.11429 | 0.057143 | FALSE | TRUE | 1.4898 | 3.4184 | 1.2017 | 0.35
COMMERCIAL_RESTAURANT_QUICK_SERVICE | ASHRAE_901_2004 | 5 | DIFFERENTIAL_DRY_BULB | 0.11429 | 0.057143 | FALSE | TRUE | 1.3673 | 3.7245 | 1.2017 | 0.35
COMMERCIAL_RESTAURANT_QUICK_SERVICE | ASHRAE_901_2004 | 6 | DIFFERENTIAL_DRY_BULB | 0.11429 | 0.057143 | FALSE | TRUE | 1.2449 | 4.0306 | 1.2017 | 0.35
COMMERCIAL_RESTAURANT_QUICK_SERVICE | ASHRAE_901_2004 | 7 | DIFFERENTIAL_DRY_BULB | 0.11429 | 0.057143 | FALSE | TRUE | 1.1224 | 4.3367 | 1.2017 | 0.35
COMMERCIAL_RESTAURANT_QUICK_SERVICE | ASHRAE_901_2004 | 8 | DIFFERENTIAL_DRY_BULB | 0.11429 | 0.057143 | FALSE | TRUE | 1 | 4.6429 | 1.2017 | 0.35
COMMERCIAL_RESTAURANT_QUICK_SERVICE | ASHRAE_901_2007 | 1 | NO_ECONOMIZER | 0.17143 | 0.085714 | FALSE | TRUE | 2.2857 | 2.5 | 1.2013 | 0.35
COMMERCIAL_RESTAURANT_QUICK_SERVICE | ASHRAE_901_2007 | 2 | NO_ECONOMIZER | 0.17143 | 0.085714 | FALSE | TRUE | 2.102 | 2.9592 | 1.2013 | 0.35
COMMERCIAL_RESTAURANT_QUICK_SERVICE | ASHRAE_901_2007 | 3 | DIFFERENTIAL_DRY_BULB | 0.17143 | 0.085714 | FALSE | TRUE | 1.9184 | 3.4184 | 1.2013 | 0.35
COMMERCIAL_RESTAURANT_QUICK_SERVICE | ASHRAE_901_2007 | 4 | DIFFERENTIAL_DRY_BULB | 0.17143 | 0.085714 | FALSE | TRUE | 1.7347 | 3.8776 | 1.2013 | 0.35
COMMERCIAL_RESTAURANT_QUICK_SERVICE | ASHRAE_901_2007 | 5 | DIFFERENTIAL_DRY_BULB | 0.17143 | 0.085714 | FALSE | TRUE | 1.551 | 4.3367 | 1.2013 | 0.35
COMMERCIAL_RESTAURANT_QUICK_SERVICE | ASHRAE_901_2007 | 6 | DIFFERENTIAL_DRY_BULB | 0.17143 | 0.085714 | FALSE | TRUE | 1.3673 | 4.7959 | 1.2013 | 0.35
COMMERCIAL_RESTAURANT_QUICK_SERVICE | ASHRAE_901_2007 | 7 | DIFFERENTIAL_DRY_BULB | 0.17143 | 0.085714 | FALSE | TRUE | 1.1837 | 5.2551 | 1.2013 | 0.35
COMMERCIAL_RESTAURANT_QUICK_SERVICE | ASHRAE_901_2007 | 8 | DIFFERENTIAL_DRY_BULB | 0.17143 | 0.085714 | FALSE | TRUE | 1 | 5.7143 | 1.2013 | 0.35
COMMERCIAL_RESTAURANT_QUICK_SERVICE | ASHRAE_901_2010 | 1 | NO_ECONOMIZER | 0.22857 | 0.11429 | FALSE | TRUE | 2.7143 | 2.5 | 1.201 | 0.35
COMMERCIAL_RESTAURANT_QUICK_SERVICE | ASHRAE_901_2010 | 2 | NO_ECONOMIZER | 0.22857 | 0.11429 | FALSE | TRUE | 2.4694 | 3.1122 | 1.201 | 0.35
COMMERCIAL_RESTAURANT_QUICK_SERVICE | ASHRAE_901_2010 | 3 | DIFFERENTIAL_DRY_BULB | 0.22857 | 0.11429 | FALSE | TRUE | 2.2245 | 3.7245 | 1.201 | 0.35
COMMERCIAL_RESTAURANT_QUICK_SERVICE | ASHRAE_901_2010 | 4 | DIFFERENTIAL_DRY_BULB | 0.22857 | 0.11429 | FALSE | TRUE | 1.9796 | 4.3367 | 1.201 | 0.35
COMMERCIAL_RESTAURANT_QUICK_SERVICE | ASHRAE_901_2010 | 5 | DIFFERENTIAL_DRY_BULB | 0.22857 | 0.11429 | FALSE | TRUE | 1.7347 | 4.949 | 1.201 | 0.35
COMMERCIAL_RESTAURANT_QUICK_SERVICE | ASHRAE_901_2010 | 6 | DIFFERENTIAL_DRY_BULB | 0.22857 | 0.11429 | FALSE | TRUE | 1.4898 | 5.5612 | 1.201 | 0.35
COMMERCIAL_RESTAURANT_QUICK_SERVICE | ASHRAE_901_2010 | 7 | DIFFERENTIAL_DRY_BULB | 0.22857 | 0.11429 | FALSE | TRUE | 1.2449 | 6.1735 | 1.201 | 0.35
COMMERCIAL_RESTAURANT_QUICK_SERVICE | ASHRAE_901_2010 | 8 | DIFFERENTIAL_DRY_BULB | 0.22857 | 0.11429 | FALSE | TRUE | 1 | 6.7857 | 1.201 | 0.35
COMMERCIAL_RESTAURANT_QUICK_SERVICE | ASHRAE_901_2013 | 1 | NO_ECONOMIZER | 0.28571 | 0.14286 | FALSE | TRUE | 3.1429 | 2.5 | 1.2007 | 0.35
COMMERCIAL_RESTAURANT_QUICK_SERVICE | ASHRAE_901_2013 | 2 | NO_ECONOMIZER | 0.28571 | 0.14286 | FALSE | TRUE | 2.8367 | 3.2653 | 1.2007 | 0.35
COMMERCIAL_RESTAURANT_QUICK_SERVICE | ASHRAE_901_2013 | 3 | DIFFERENTIAL_DRY_BULB | 0.28571 | 0.14286 | FALSE | TRUE | 2.5306 | 4.0306 | 1.2007 | 0.35
COMMERCIAL_RESTAURANT_QUICK_SERVICE | ASHRAE_901_2013 | 4 | DIFFERENTIAL_DRY_BULB | 0.28571 | 0.14286 | FALSE | TRUE | 2.2245 | 4.7959 | 1.2007 | 0.35
COMMERCIAL_RESTAURANT_QUICK_SERVICE | ASHRAE_901_2013 | 5 | DIFFERENTIAL_DRY_BULB | 0.28571 | 0.14286 | FALSE | TRUE | 1.9184 | 5.5612 | 1.2007 | 0.35
COMMERCIAL_RESTAURANT_QUICK_SERVICE | ASHRAE_901_2013 | 6 | DIFFERENTIAL_DRY_BULB | 0.28571 | 0.14286 | FALSE | TRUE | 1.6122 | 6.3265 | 1.2007 | 0.35
COMMERCIAL_RESTAURANT_QUICK_SERVICE | ASHRAE_901_2013 | 7 | DIFFERENTIAL_DRY_BULB | 0.28571 | 0.14286 | FALSE | TRUE | 1.3061 | 7.0918 | 1.2007 | 0.35
COMMERCIAL_RESTAURANT_QUICK_SERVICE | ASHRAE_901_2013 | 8 | DIFFERENTIAL_DRY_BULB | 0.28571 | 0.14286 | FALSE | TRUE | 1 | 7.8571 | 1.2007 | 0.35
COMMERCIAL_RESTAURANT_QUICK_SERVICE | ASHRAE_901_2016 | 1 | NO_ECONOMIZER | 0.34286 | 0.17143 | FALSE | TRUE | 3.5714 | 2.5 | 1.2003 | 0.35
COMMERCIAL_RESTAURANT_QUICK_SERVICE | ASHRAE_901_2016 | 2 | NO_ECONOMIZER | 0.34286 | 0.17143 | FALSE | TRUE | 3.2041 | 3.4184 | 1.2003 | 0.35
COMMERCIAL_RESTAURANT_QUICK_SERVICE | ASHRAE_901_2016 | 3 | DIFFERENTIAL_DRY_BULB | 0.34286 | 0.17143 | FALSE | TRUE | 2.8367 | 4.3367 | 1.2003 | 0.35
COMMERCIAL_RESTAURANT_QUICK_SERVICE | ASHRAE_901_2016 | 4 | DIFFERENTIAL_DRY_BULB | 0.34286 | 0.17143 | FALSE | TRUE | 2.4694 | 5.2551 | 1.2003 | 0.35
COMMERCIAL_RESTAURANT_QUICK_SERVICE | ASHRAE_901_2016 | 5 | DIFFERENTIAL_DRY_BULB | 0.34286 | 0.17143 | FALSE | TRUE | 2.102 | 6.1735 | 1.2003 | 0.35
COMMERCIAL_RESTAURANT_QUICK_SERVICE | ASHRAE_901_2016 | 6 | DIFFERENTIAL_DRY_BULB | 0.34286 | 0.17143 | FALSE | TRUE | 1.7347 | 7.0918 | 1.2003 | 0.35
COMMERCIAL_RESTAURANT_QUICK_SERVICE | ASHRAE_901_2016 | 7 | DIFFERENTIAL_DRY_BULB | 0.34286 | 0.17143 | FALSE | TRUE | 1.3673 | 8.0102 | 1.2003 | 0.35
COMMERCIAL_RESTAURANT_QUICK_SERVICE | ASHRAE_901_2016 | 8 | DIFFERENTIAL_DRY_BULB | 0.34286 | 0.17143 | FALSE | TRUE | 1 | 8.9286 | 1.2003 | 0.35
COMMERCIAL_RESTAURANT_QUICK_SERVICE | ASHRAE_901_2019 | 1 | NO_ECONOMIZER | 0.4 | 0.2 | FALSE | TRUE | 4 | 2.5 | 1.2 | 0.35
COMMERCIAL_RESTAURANT_QUICK_SERVICE | ASHRAE_901_2019 | 2 | NO_ECONOMIZER | 0.4 | 0.2 | FALSE | TRUE | 3.5714 | 3.5714 | 1.2 | 0.35
COMMERCIAL_RESTAURANT_QUICK_SERVICE | ASHRAE_901_2019 | 3 | DIFFERENTIAL_DRY_BULB | 0.4 | 0.2 | FALSE | TRUE | 3.1429 | 4.6429 | 1.2 | 0.35
COMMERCIAL_RESTAURANT_QUICK_SERVICE | ASHRAE_901_2019 | 4 | DIFFERENTIAL_DRY_BULB | 0.4 | 0.2 | FALSE | TRUE | 2.7143 | 5.7143 | 1.2 | 0.35
COMMERCIAL_RESTAURANT_QUICK_SERVICE | ASHRAE_901_2019 | 5 | DIFFERENTIAL_DRY_BULB | 0.4 | 0.2 | FALSE | TRUE | 2.2857 | 6.7857 | 1.2 | 0.35
COMMERCIAL_RESTAURANT_QUICK_SERVICE | ASHRAE_901_2019 | 6 | DIFFERENTIAL_DRY_BULB | 0.4 | 0.2 | FALSE | TRUE | 1.8571 | 7.8571 | 1.2 | 0.35
COMMERCIAL_RESTAURANT_QUICK_SERVICE | ASHRAE_901_2019 | 7 | DIFFERENTIAL_DRY_BULB | 0.4 | 0.2 | FALSE | TRUE | 1.4286 | 8.9286 | 1.2 | 0.35
COMMERCIAL_RESTAURANT_QUICK_SERVICE | ASHRAE_901_2019 | 8 | DIFFERENTIAL_DRY_BULB | 0.4 | 0.2 | FALSE | TRUE | 1 | 10 | 1.2 | 0.35
COMMERCIAL_RESTAURANT_QUICK_SERVICE | CBECS_1980_2004 | 1 | NO_ECONOMIZER | 0.057143 | 0.028571 | FALSE | FALSE | 1.4286 | 2.5 | 1.202 | 0.35
COMMERCIAL_RESTAURANT_QUICK_SERVICE | CBECS_1980_2004 | 2 | NO_ECONOMIZER | 0.057143 | 0.028571 | FALSE | FALSE | 1.3673 | 2.6531 | 1.202 | 0.35
COMMERCIAL_RESTAURANT_QUICK_SERVICE | CBECS_1980_2004 | 3 | NO_ECONOMIZER | 0.057143 | 0.028571 | FALSE | FALSE | 1.3061 | 2.8061 | 1.202 | 0.35
COMMERCIAL_RESTAURANT_QUICK_SERVICE | CBECS_1980_2004 | 4 | NO_ECONOMIZER | 0.057143 | 0.028571 | FALSE | FALSE | 1.2449 | 2.9592 | 1.202 | 0.35
COMMERCIAL_RESTAURANT_QUICK_SERVICE | CBECS_1980_2004 | 5 | NO_ECONOMIZER | 0.057143 | 0.028571 | FALSE | FALSE | 1.1837 | 3.1122 | 1.202 | 0.35
COMMERCIAL_RESTAURANT_QUICK_SERVICE | CBECS_1980_2004 | 6 | NO_ECONOMIZER | 0.057143 | 0.028571 | FALSE | FALSE | 1.1224 | 3.2653 | 1.202 | 0.35
COMMERCIAL_RESTAURANT_QUICK_SERVICE | CBECS_1980_2004 | 7 | NO_ECONOMIZER | 0.057143 | 0.028571 | FALSE | FALSE | 1.0612 | 3.4184 | 1.202 | 0.35
COMMERCIAL_RESTAURANT_QUICK_SERVICE | CBECS_1980_2004 | 8 | NO_ECONOMIZER | 0.057143 | 0.028571 | FALSE | FALSE | 1 | 3.5714 | 1.202 | 0.35
COMMERCIAL_RESTAURANT_QUICK_SERVICE | CBECS_PRE_1980 | 1 | NO_ECONOMIZER | 0 | 0 | FALSE | FALSE | 1 | 2.5 | 1.2023 | 0.35
COMMERCIAL_RESTAURANT_QUICK_SERVICE | CBECS_PRE_1980 | 2 | NO_ECONOMIZER | 0 | 0 | FALSE | FALSE | 1 | 2.5 | 1.2023 | 0.35
COMMERCIAL_RESTAURANT_QUICK_SERVICE | CBECS_PRE_1980 | 3 | NO_ECONOMIZER | 0 | 0 | FALSE | FALSE | 1 | 2.5 | 1.2023 | 0.35
COMMERCIAL_RESTAURANT_QUICK_SERVICE | CBECS_PRE_1980 | 4 | NO_ECONOMIZER | 0 | 0 | FALSE | FALSE | 1 | 2.5 | 1.2023 | 0.35
COMMERCIAL_RESTAURANT_QUICK_SERVICE | CBECS_PRE_1980 | 5 | NO_ECONOMIZER | 0 | 0 | FALSE | FALSE | 1 | 2.5 | 1.2023 | 0.35
COMMERCIAL_RESTAURANT_QUICK_SERVICE | CBECS_PRE_1980 | 6 | NO_ECONOMIZER | 0 | 0 | FALSE | FALSE | 1 | 2.5 | 1.2023 | 0.35
COMMERCIAL_RESTAURANT_QUICK_SERVICE | CBECS_PRE_1980 | 7 | NO_ECONOMIZER | 0 | 0 | FALSE | FALSE | 1 | 2.5 | 1.2023 | 0.35
COMMERCIAL_RESTAURANT_QUICK_SERVICE | CBECS_PRE_1980 | 8 | NO_ECONOMIZER | 0 | 0 | FALSE | FALSE | 1 | 2.5 | 1.2023 | 0.35
COMMERCIAL_RETAIL | ASHRAE_901_2004 | 1 | NO_ECONOMIZER | 0.11429 | 0.057143 | FALSE | TRUE | 1.8571 | 2.5 | 1.2451 | 0.35
COMMERCIAL_RETAIL | ASHRAE_901_2004 | 2 | NO_ECONOMIZER | 0.11429 | 0.057143 | FALSE | TRUE | 1.7347 | 2.8061 | 1.2451 | 0.35
COMMERCIAL_RETAIL | ASHRAE_901_2004 | 3 | DIFFERENTIAL_DRY_BULB | 0.11429 | 0.057143 | FALSE | TRUE | 1.6122 | 3.1122 | 1.2451 | 0.35
COMMERCIAL_RETAIL | ASHRAE_901_2004 | 4 | DIFFERENTIAL_DRY_BULB | 0.11429 | 0.057143 | FALSE | TRUE | 1.4898 | 3.4184 | 1.2451 | 0.35
COMMERCIAL_RETAIL | ASHRAE_901_2004 | 5 | DIFFERENTIAL_DRY_BULB | 0.11429 | 0.057143 | FALSE | TRUE | 1.3673 | 3.7245 | 1.2451 | 0.35
COMMERCIAL_RETAIL | ASHRAE_901_2004 | 6 | DIFFERENTIAL_DRY_BULB | 0.11429 | 0.057143 | FALSE | TRUE | 1.2449 | 4.0306 | 1.2451 | 0.35
COMMERCIAL_RETAIL | ASHRAE_901_2004 | 7 | DIFFERENTIAL_DRY_BULB | 0.11429 | 0.057143 | FALSE | TRUE | 1.1224 | 4.3367 | 1.2451 | 0.35
COMMERCIAL_RETAIL | ASHRAE_901_2004 | 8 | DIFFERENTIAL_DRY_BULB | 0.11429 | 0.057143 | FALSE | TRUE | 1 | 4.6429 | 1.2451 | 0.35
COMMERCIAL_RETAIL | ASHRAE_901_2007 | 1 | NO_ECONOMIZER | 0.17143 | 0.085714 | FALSE | TRUE | 2.2857 | 2.5 | 1.2361 | 0.35
COMMERCIAL_RETAIL | ASHRAE_901_2007 | 2 | NO_ECONOMIZER | 0.17143 | 0.085714 | FALSE | TRUE | 2.102 | 2.9592 | 1.2361 | 0.35
COMMERCIAL_RETAIL | ASHRAE_901_2007 | 3 | DIFFERENTIAL_DRY_BULB | 0.17143 | 0.085714 | FALSE | TRUE | 1.9184 | 3.4184 | 1.2361 | 0.35
COMMERCIAL_RETAIL | ASHRAE_901_2007 | 4 | DIFFERENTIAL_DRY_BULB | 0.17143 | 0.085714 | FALSE | TRUE | 1.7347 | 3.8776 | 1.2361 | 0.35
COMMERCIAL_RETAIL | ASHRAE_901_2007 | 5 | DIFFERENTIAL_DRY_BULB | 0.17143 | 0.085714 | FALSE | TRUE | 1.551 | 4.3367 | 1.2361 | 0.35
COMMERCIAL_RETAIL | ASHRAE_901_2007 | 6 | DIFFERENTIAL_DRY_BULB | 0.17143 | 0.085714 | FALSE | TRUE | 1.3673 | 4.7959 | 1.2361 | 0.35
COMMERCIAL_RETAIL | ASHRAE_901_2007 | 7 | DIFFERENTIAL_DRY_BULB | 0.17143 | 0.085714 | FALSE | TRUE | 1.1837 | 5.2551 | 1.2361 | 0.35
COMMERCIAL_RETAIL | ASHRAE_901_2007 | 8 | DIFFERENTIAL_DRY_BULB | 0.17143 | 0.085714 | FALSE | TRUE | 1 | 5.7143 | 1.2361 | 0.35
COMMERCIAL_RETAIL | ASHRAE_901_2010 | 1 | NO_ECONOMIZER | 0.22857 | 0.11429 | FALSE | TRUE | 2.7143 | 2.5 | 1.2271 | 0.35
COMMERCIAL_RETAIL | ASHRAE_901_2010 | 2 | NO_ECONOMIZER | 0.22857 | 0.11429 | FALSE | TRUE | 2.4694 | 3.1122 | 1.2271 | 0.35
COMMERCIAL_RETAIL | ASHRAE_901_2010 | 3 | DIFFERENTIAL_DRY_BULB | 0.22857 | 0.11429 | FALSE | TRUE | 2.2245 | 3.7245 | 1.2271 | 0.35
COMMERCIAL_RETAIL | ASHRAE_901_2010 | 4 | DIFFERENTIAL_DRY_BULB | 0.22857 | 0.11429 | FALSE | TRUE | 1.9796 | 4.3367 | 1.2271 | 0.35
COMMERCIAL_RETAIL | ASHRAE_901_2010 | 5 | DIFFERENTIAL_DRY_BULB | 0.22857 | 0.11429 | FALSE | TRUE | 1.7347 | 4.949 | 1.2271 | 0.35
COMMERCIAL_RETAIL | ASHRAE_901_2010 | 6 | DIFFERENTIAL_DRY_BULB | 0.22857 | 0.11429 | FALSE | TRUE | 1.4898 | 5.5612 | 1.2271 | 0.35
COMMERCIAL_RETAIL | ASHRAE_901_2010 | 7 | DIFFERENTIAL_DRY_BULB | 0.22857 | 0.11429 | FALSE | TRUE | 1.2449 | 6.1735 | 1.2271 | 0.35
COMMERCIAL_RETAIL | ASHRAE_901_2010 | 8 | DIFFERENTIAL_DRY_BULB | 0.22857 | 0.11429 | FALSE | TRUE | 1 | 6.7857 | 1.2271 | 0.35
COMMERCIAL_RETAIL | ASHRAE_901_2013 | 1 | NO_ECONOMIZER | 0.28571 | 0.14286 | FALSE | TRUE | 3.1429 | 2.5 | 1.218 | 0.35
COMMERCIAL_RETAIL | ASHRAE_901_2013 | 2 | NO_ECONOMIZER | 0.28571 | 0.14286 | FALSE | TRUE | 2.8367 | 3.2653 | 1.218 | 0.35
COMMERCIAL_RETAIL | ASHRAE_901_2013 | 3 | DIFFERENTIAL_DRY_BULB | 0.28571 | 0.14286 | FALSE | TRUE | 2.5306 | 4.0306 | 1.218 | 0.35
COMMERCIAL_RETAIL | ASHRAE_901_2013 | 4 | DIFFERENTIAL_DRY_BULB | 0.28571 | 0.14286 | FALSE | TRUE | 2.2245 | 4.7959 | 1.218 | 0.35
COMMERCIAL_RETAIL | ASHRAE_901_2013 | 5 | DIFFERENTIAL_DRY_BULB | 0.28571 | 0.14286 | FALSE | TRUE | 1.9184 | 5.5612 | 1.218 | 0.35
COMMERCIAL_RETAIL | ASHRAE_901_2013 | 6 | DIFFERENTIAL_DRY_BULB | 0.28571 | 0.14286 | FALSE | TRUE | 1.6122 | 6.3265 | 1.218 | 0.35
COMMERCIAL_RETAIL | ASHRAE_901_2013 | 7 | DIFFERENTIAL_DRY_BULB | 0.28571 | 0.14286 | FALSE | TRUE | 1.3061 | 7.0918 | 1.218 | 0.35
COMMERCIAL_RETAIL | ASHRAE_901_2013 | 8 | DIFFERENTIAL_DRY_BULB | 0.28571 | 0.14286 | FALSE | TRUE | 1 | 7.8571 | 1.218 | 0.35
COMMERCIAL_RETAIL | ASHRAE_901_2016 | 1 | NO_ECONOMIZER | 0.34286 | 0.17143 | FALSE | TRUE | 3.5714 | 2.5 | 1.209 | 0.35
COMMERCIAL_RETAIL | ASHRAE_901_2016 | 2 | NO_ECONOMIZER | 0.34286 | 0.17143 | FALSE | TRUE | 3.2041 | 3.4184 | 1.209 | 0.35
COMMERCIAL_RETAIL | ASHRAE_901_2016 | 3 | DIFFERENTIAL_DRY_BULB | 0.34286 | 0.17143 | FALSE | TRUE | 2.8367 | 4.3367 | 1.209 | 0.35
COMMERCIAL_RETAIL | ASHRAE_901_2016 | 4 | DIFFERENTIAL_DRY_BULB | 0.34286 | 0.17143 | FALSE | TRUE | 2.4694 | 5.2551 | 1.209 | 0.35
COMMERCIAL_RETAIL | ASHRAE_901_2016 | 5 | DIFFERENTIAL_DRY_BULB | 0.34286 | 0.17143 | FALSE | TRUE | 2.102 | 6.1735 | 1.209 | 0.35
COMMERCIAL_RETAIL | ASHRAE_901_2016 | 6 | DIFFERENTIAL_DRY_BULB | 0.34286 | 0.17143 | FALSE | TRUE | 1.7347 | 7.0918 | 1.209 | 0.35
COMMERCIAL_RETAIL | ASHRAE_901_2016 | 7 | DIFFERENTIAL_DRY_BULB | 0.34286 | 0.17143 | FALSE | TRUE | 1.3673 | 8.0102 | 1.209 | 0.35
COMMERCIAL_RETAIL | ASHRAE_901_2016 | 8 | DIFFERENTIAL_DRY_BULB | 0.34286 | 0.17143 | FALSE | TRUE | 1 | 8.9286 | 1.209 | 0.35
COMMERCIAL_RETAIL | ASHRAE_901_2019 | 1 | NO_ECONOMIZER | 0.4 | 0.2 | FALSE | TRUE | 4 | 2.5 | 1.2 | 0.35
COMMERCIAL_RETAIL | ASHRAE_901_2019 | 2 | NO_ECONOMIZER | 0.4 | 0.2 | FALSE | TRUE | 3.5714 | 3.5714 | 1.2 | 0.35
COMMERCIAL_RETAIL | ASHRAE_901_2019 | 3 | DIFFERENTIAL_DRY_BULB | 0.4 | 0.2 | FALSE | TRUE | 3.1429 | 4.6429 | 1.2 | 0.35
COMMERCIAL_RETAIL | ASHRAE_901_2019 | 4 | DIFFERENTIAL_DRY_BULB | 0.4 | 0.2 | FALSE | TRUE | 2.7143 | 5.7143 | 1.2 | 0.35
COMMERCIAL_RETAIL | ASHRAE_901_2019 | 5 | DIFFERENTIAL_DRY_BULB | 0.4 | 0.2 | FALSE | TRUE | 2.2857 | 6.7857 | 1.2 | 0.35
COMMERCIAL_RETAIL | ASHRAE_901_2019 | 6 | DIFFERENTIAL_DRY_BULB | 0.4 | 0.2 | FALSE | TRUE | 1.8571 | 7.8571 | 1.2 | 0.35
COMMERCIAL_RETAIL | ASHRAE_901_2019 | 7 | DIFFERENTIAL_DRY_BULB | 0.4 | 0.2 | FALSE | TRUE | 1.4286 | 8.9286 | 1.2 | 0.35
COMMERCIAL_RETAIL | ASHRAE_901_2019 | 8 | DIFFERENTIAL_DRY_BULB | 0.4 | 0.2 | FALSE | TRUE | 1 | 10 | 1.2 | 0.35
COMMERCIAL_RETAIL | CBECS_1980_2004 | 1 | NO_ECONOMIZER | 0.057143 | 0.028571 | FALSE | FALSE | 1.4286 | 2.5 | 1.2541 | 0.35
COMMERCIAL_RETAIL | CBECS_1980_2004 | 2 | NO_ECONOMIZER | 0.057143 | 0.028571 | FALSE | FALSE | 1.3673 | 2.6531 | 1.2541 | 0.35
COMMERCIAL_RETAIL | CBECS_1980_2004 | 3 | NO_ECONOMIZER | 0.057143 | 0.028571 | FALSE | FALSE | 1.3061 | 2.8061 | 1.2541 | 0.35
COMMERCIAL_RETAIL | CBECS_1980_2004 | 4 | NO_ECONOMIZER | 0.057143 | 0.028571 | FALSE | FALSE | 1.2449 | 2.9592 | 1.2541 | 0.35
COMMERCIAL_RETAIL | CBECS_1980_2004 | 5 | NO_ECONOMIZER | 0.057143 | 0.028571 | FALSE | FALSE | 1.1837 | 3.1122 | 1.2541 | 0.35
COMMERCIAL_RETAIL | CBECS_1980_2004 | 6 | NO_ECONOMIZER | 0.057143 | 0.028571 | FALSE | FALSE | 1.1224 | 3.2653 | 1.2541 | 0.35
COMMERCIAL_RETAIL | CBECS_1980_2004 | 7 | NO_ECONOMIZER | 0.057143 | 0.028571 | FALSE | FALSE | 1.0612 | 3.4184 | 1.2541 | 0.35
COMMERCIAL_RETAIL | CBECS_1980_2004 | 8 | NO_ECONOMIZER | 0.057143 | 0.028571 | FALSE | FALSE | 1 | 3.5714 | 1.2541 | 0.35
COMMERCIAL_RETAIL | CBECS_PRE_1980 | 1 | NO_ECONOMIZER | 0 | 0 | FALSE | FALSE | 1 | 2.5 | 1.2631 | 0.35
COMMERCIAL_RETAIL | CBECS_PRE_1980 | 2 | NO_ECONOMIZER | 0 | 0 | FALSE | FALSE | 1 | 2.5 | 1.2631 | 0.35
COMMERCIAL_RETAIL | CBECS_PRE_1980 | 3 | NO_ECONOMIZER | 0 | 0 | FALSE | FALSE | 1 | 2.5 | 1.2631 | 0.35
COMMERCIAL_RETAIL | CBECS_PRE_1980 | 4 | NO_ECONOMIZER | 0 | 0 | FALSE | FALSE | 1 | 2.5 | 1.2631 | 0.35
COMMERCIAL_RETAIL | CBECS_PRE_1980 | 5 | NO_ECONOMIZER | 0 | 0 | FALSE | FALSE | 1 | 2.5 | 1.2631 | 0.35
COMMERCIAL_RETAIL | CBECS_PRE_1980 | 6 | NO_ECONOMIZER | 0 | 0 | FALSE | FALSE | 1 | 2.5 | 1.2631 | 0.35
COMMERCIAL_RETAIL | CBECS_PRE_1980 | 7 | NO_ECONOMIZER | 0 | 0 | FALSE | FALSE | 1 | 2.5 | 1.2631 | 0.35
COMMERCIAL_RETAIL | CBECS_PRE_1980 | 8 | NO_ECONOMIZER | 0 | 0 | FALSE | FALSE | 1 | 2.5 | 1.2631 | 0.35
COMMERCIAL_STRIP_MALL | ASHRAE_901_2004 | 1 | NO_ECONOMIZER | 0.11429 | 0.057143 | FALSE | TRUE | 1.8571 | 2.5 | 1.4044 | 0.35
COMMERCIAL_STRIP_MALL | ASHRAE_901_2004 | 2 | NO_ECONOMIZER | 0.11429 | 0.057143 | FALSE | TRUE | 1.7347 | 2.8061 | 1.4044 | 0.35
COMMERCIAL_STRIP_MALL | ASHRAE_901_2004 | 3 | DIFFERENTIAL_DRY_BULB | 0.11429 | 0.057143 | FALSE | TRUE | 1.6122 | 3.1122 | 1.4044 | 0.35
COMMERCIAL_STRIP_MALL | ASHRAE_901_2004 | 4 | DIFFERENTIAL_DRY_BULB | 0.11429 | 0.057143 | FALSE | TRUE | 1.4898 | 3.4184 | 1.4044 | 0.35
COMMERCIAL_STRIP_MALL | ASHRAE_901_2004 | 5 | DIFFERENTIAL_DRY_BULB | 0.11429 | 0.057143 | FALSE | TRUE | 1.3673 | 3.7245 | 1.4044 | 0.35
COMMERCIAL_STRIP_MALL | ASHRAE_901_2004 | 6 | DIFFERENTIAL_DRY_BULB | 0.11429 | 0.057143 | FALSE | TRUE | 1.2449 | 4.0306 | 1.4044 | 0.35
COMMERCIAL_STRIP_MALL | ASHRAE_901_2004 | 7 | DIFFERENTIAL_DRY_BULB | 0.11429 | 0.057143 | FALSE | TRUE | 1.1224 | 4.3367 | 1.4044 | 0.35
COMMERCIAL_STRIP_MALL | ASHRAE_901_2004 | 8 | DIFFERENTIAL_DRY_BULB | 0.11429 | 0.057143 | FALSE | TRUE | 1 | 4.6429 | 1.4044 | 0.35
COMMERCIAL_STRIP_MALL | ASHRAE_901_2007 | 1 | NO_ECONOMIZER | 0.17143 | 0.085714 | FALSE | TRUE | 2.2857 | 2.5 | 1.3635 | 0.35
COMMERCIAL_STRIP_MALL | ASHRAE_901_2007 | 2 | NO_ECONOMIZER | 0.17143 | 0.085714 | FALSE | TRUE | 2.102 | 2.9592 | 1.3635 | 0.35
COMMERCIAL_STRIP_MALL | ASHRAE_901_2007 | 3 | DIFFERENTIAL_DRY_BULB | 0.17143 | 0.085714 | FALSE | TRUE | 1.9184 | 3.4184 | 1.3635 | 0.35
COMMERCIAL_STRIP_MALL | ASHRAE_901_2007 | 4 | DIFFERENTIAL_DRY_BULB | 0.17143 | 0.085714 | FALSE | TRUE | 1.7347 | 3.8776 | 1.3635 | 0.35
COMMERCIAL_STRIP_MALL | ASHRAE_901_2007 | 5 | DIFFERENTIAL_DRY_BULB | 0.17143 | 0.085714 | FALSE | TRUE | 1.551 | 4.3367 | 1.3635 | 0.35
COMMERCIAL_STRIP_MALL | ASHRAE_901_2007 | 6 | DIFFERENTIAL_DRY_BULB | 0.17143 | 0.085714 | FALSE | TRUE | 1.3673 | 4.7959 | 1.3635 | 0.35
COMMERCIAL_STRIP_MALL | ASHRAE_901_2007 | 7 | DIFFERENTIAL_DRY_BULB | 0.17143 | 0.085714 | FALSE | TRUE | 1.1837 | 5.2551 | 1.3635 | 0.35
COMMERCIAL_STRIP_MALL | ASHRAE_901_2007 | 8 | DIFFERENTIAL_DRY_BULB | 0.17143 | 0.085714 | FALSE | TRUE | 1 | 5.7143 | 1.3635 | 0.35
COMMERCIAL_STRIP_MALL | ASHRAE_901_2010 | 1 | NO_ECONOMIZER | 0.22857 | 0.11429 | FALSE | TRUE | 2.7143 | 2.5 | 1.3227 | 0.35
COMMERCIAL_STRIP_MALL | ASHRAE_901_2010 | 2 | NO_ECONOMIZER | 0.22857 | 0.11429 | FALSE | TRUE | 2.4694 | 3.1122 | 1.3227 | 0.35
COMMERCIAL_STRIP_MALL | ASHRAE_901_2010 | 3 | DIFFERENTIAL_DRY_BULB | 0.22857 | 0.11429 | FALSE | TRUE | 2.2245 | 3.7245 | 1.3227 | 0.35
COMMERCIAL_STRIP_MALL | ASHRAE_901_2010 | 4 | DIFFERENTIAL_DRY_BULB | 0.22857 | 0.11429 | FALSE | TRUE | 1.9796 | 4.3367 | 1.3227 | 0.35
COMMERCIAL_STRIP_MALL | ASHRAE_901_2010 | 5 | DIFFERENTIAL_DRY_BULB | 0.22857 | 0.11429 | FALSE | TRUE | 1.7347 | 4.949 | 1.3227 | 0.35
COMMERCIAL_STRIP_MALL | ASHRAE_901_2010 | 6 | DIFFERENTIAL_DRY_BULB | 0.22857 | 0.11429 | FALSE | TRUE | 1.4898 | 5.5612 | 1.3227 | 0.35
COMMERCIAL_STRIP_MALL | ASHRAE_901_2010 | 7 | DIFFERENTIAL_DRY_BULB | 0.22857 | 0.11429 | FALSE | TRUE | 1.2449 | 6.1735 | 1.3227 | 0.35
COMMERCIAL_STRIP_MALL | ASHRAE_901_2010 | 8 | DIFFERENTIAL_DRY_BULB | 0.22857 | 0.11429 | FALSE | TRUE | 1 | 6.7857 | 1.3227 | 0.35
COMMERCIAL_STRIP_MALL | ASHRAE_901_2013 | 1 | NO_ECONOMIZER | 0.28571 | 0.14286 | FALSE | TRUE | 3.1429 | 2.5 | 1.2818 | 0.35
COMMERCIAL_STRIP_MALL | ASHRAE_901_2013 | 2 | NO_ECONOMIZER | 0.28571 | 0.14286 | FALSE | TRUE | 2.8367 | 3.2653 | 1.2818 | 0.35
COMMERCIAL_STRIP_MALL | ASHRAE_901_2013 | 3 | DIFFERENTIAL_DRY_BULB | 0.28571 | 0.14286 | FALSE | TRUE | 2.5306 | 4.0306 | 1.2818 | 0.35
COMMERCIAL_STRIP_MALL | ASHRAE_901_2013 | 4 | DIFFERENTIAL_DRY_BULB | 0.28571 | 0.14286 | FALSE | TRUE | 2.2245 | 4.7959 | 1.2818 | 0.35
COMMERCIAL_STRIP_MALL | ASHRAE_901_2013 | 5 | DIFFERENTIAL_DRY_BULB | 0.28571 | 0.14286 | FALSE | TRUE | 1.9184 | 5.5612 | 1.2818 | 0.35
COMMERCIAL_STRIP_MALL | ASHRAE_901_2013 | 6 | DIFFERENTIAL_DRY_BULB | 0.28571 | 0.14286 | FALSE | TRUE | 1.6122 | 6.3265 | 1.2818 | 0.35
COMMERCIAL_STRIP_MALL | ASHRAE_901_2013 | 7 | DIFFERENTIAL_DRY_BULB | 0.28571 | 0.14286 | FALSE | TRUE | 1.3061 | 7.0918 | 1.2818 | 0.35
COMMERCIAL_STRIP_MALL | ASHRAE_901_2013 | 8 | DIFFERENTIAL_DRY_BULB | 0.28571 | 0.14286 | FALSE | TRUE | 1 | 7.8571 | 1.2818 | 0.35
COMMERCIAL_STRIP_MALL | ASHRAE_901_2016 | 1 | NO_ECONOMIZER | 0.34286 | 0.17143 | FALSE | TRUE | 3.5714 | 2.5 | 1.2409 | 0.35
COMMERCIAL_STRIP_MALL | ASHRAE_901_2016 | 2 | NO_ECONOMIZER | 0.34286 | 0.17143 | FALSE | TRUE | 3.2041 | 3.4184 | 1.2409 | 0.35
COMMERCIAL_STRIP_MALL | ASHRAE_901_2016 | 3 | DIFFERENTIAL_DRY_BULB | 0.34286 | 0.17143 | FALSE | TRUE | 2.8367 | 4.3367 | 1.2409 | 0.35
COMMERCIAL_STRIP_MALL | ASHRAE_901_2016 | 4 | DIFFERENTIAL_DRY_BULB | 0.34286 | 0.17143 | FALSE | TRUE | 2.4694 | 5.2551 | 1.2409 | 0.35
COMMERCIAL_STRIP_MALL | ASHRAE_901_2016 | 5 | DIFFERENTIAL_DRY_BULB | 0.34286 | 0.17143 | FALSE | TRUE | 2.102 | 6.1735 | 1.2409 | 0.35
COMMERCIAL_STRIP_MALL | ASHRAE_901_2016 | 6 | DIFFERENTIAL_DRY_BULB | 0.34286 | 0.17143 | FALSE | TRUE | 1.7347 | 7.0918 | 1.2409 | 0.35
COMMERCIAL_STRIP_MALL | ASHRAE_901_2016 | 7 | DIFFERENTIAL_DRY_BULB | 0.34286 | 0.17143 | FALSE | TRUE | 1.3673 | 8.0102 | 1.2409 | 0.35
COMMERCIAL_STRIP_MALL | ASHRAE_901_2016 | 8 | DIFFERENTIAL_DRY_BULB | 0.34286 | 0.17143 | FALSE | TRUE | 1 | 8.9286 | 1.2409 | 0.35
COMMERCIAL_STRIP_MALL | ASHRAE_901_2019 | 1 | NO_ECONOMIZER | 0.4 | 0.2 | FALSE | TRUE | 4 | 2.5 | 1.2 | 0.35
COMMERCIAL_STRIP_MALL | ASHRAE_901_2019 | 2 | NO_ECONOMIZER | 0.4 | 0.2 | FALSE | TRUE | 3.5714 | 3.5714 | 1.2 | 0.35
COMMERCIAL_STRIP_MALL | ASHRAE_901_2019 | 3 | DIFFERENTIAL_DRY_BULB | 0.4 | 0.2 | FALSE | TRUE | 3.1429 | 4.6429 | 1.2 | 0.35
COMMERCIAL_STRIP_MALL | ASHRAE_901_2019 | 4 | DIFFERENTIAL_DRY_BULB | 0.4 | 0.2 | FALSE | TRUE | 2.7143 | 5.7143 | 1.2 | 0.35
COMMERCIAL_STRIP_MALL | ASHRAE_901_2019 | 5 | DIFFERENTIAL_DRY_BULB | 0.4 | 0.2 | FALSE | TRUE | 2.2857 | 6.7857 | 1.2 | 0.35
COMMERCIAL_STRIP_MALL | ASHRAE_901_2019 | 6 | DIFFERENTIAL_DRY_BULB | 0.4 | 0.2 | FALSE | TRUE | 1.8571 | 7.8571 | 1.2 | 0.35
COMMERCIAL_STRIP_MALL | ASHRAE_901_2019 | 7 | DIFFERENTIAL_DRY_BULB | 0.4 | 0.2 | FALSE | TRUE | 1.4286 | 8.9286 | 1.2 | 0.35
COMMERCIAL_STRIP_MALL | ASHRAE_901_2019 | 8 | DIFFERENTIAL_DRY_BULB | 0.4 | 0.2 | FALSE | TRUE | 1 | 10 | 1.2 | 0.35
COMMERCIAL_STRIP_MALL | CBECS_1980_2004 | 1 | NO_ECONOMIZER | 0.057143 | 0.028571 | FALSE | FALSE | 1.4286 | 2.5 | 1.4453 | 0.35
COMMERCIAL_STRIP_MALL | CBECS_1980_2004 | 2 | NO_ECONOMIZER | 0.057143 | 0.028571 | FALSE | FALSE | 1.3673 | 2.6531 | 1.4453 | 0.35
COMMERCIAL_STRIP_MALL | CBECS_1980_2004 | 3 | NO_ECONOMIZER | 0.057143 | 0.028571 | FALSE | FALSE | 1.3061 | 2.8061 | 1.4453 | 0.35
COMMERCIAL_STRIP_MALL | CBECS_1980_2004 | 4 | NO_ECONOMIZER | 0.057143 | 0.028571 | FALSE | FALSE | 1.2449 | 2.9592 | 1.4453 | 0.35
COMMERCIAL_STRIP_MALL | CBECS_1980_2004 | 5 | NO_ECONOMIZER | 0.057143 | 0.028571 | FALSE | FALSE | 1.1837 | 3.1122 | 1.4453 | 0.35
COMMERCIAL_STRIP_MALL | CBECS_1980_2004 | 6 | NO_ECONOMIZER | 0.057143 | 0.028571 | FALSE | FALSE | 1.1224 | 3.2653 | 1.4453 | 0.35
COMMERCIAL_STRIP_MALL | CBECS_1980_2004 | 7 | NO_ECONOMIZER | 0.057143 | 0.028571 | FALSE | FALSE | 1.0612 | 3.4184 | 1.4453 | 0.35
COMMERCIAL_STRIP_MALL | CBECS_1980_2004 | 8 | NO_ECONOMIZER | 0.057143 | 0.028571 | FALSE | FALSE | 1 | 3.5714 | 1.4453 | 0.35
COMMERCIAL_STRIP_MALL | CBECS_PRE_1980 | 1 | NO_ECONOMIZER | 0 | 0 | FALSE | FALSE | 1 | 2.5 | 1.4862 | 0.35
COMMERCIAL_STRIP_MALL | CBECS_PRE_1980 | 2 | NO_ECONOMIZER | 0 | 0 | FALSE | FALSE | 1 | 2.5 | 1.4862 | 0.35
COMMERCIAL_STRIP_MALL | CBECS_PRE_1980 | 3 | NO_ECONOMIZER | 0 | 0 | FALSE | FALSE | 1 | 2.5 | 1.4862 | 0.35
COMMERCIAL_STRIP_MALL | CBECS_PRE_1980 | 4 | NO_ECONOMIZER | 0 | 0 | FALSE | FALSE | 1 | 2.5 | 1.4862 | 0.35
COMMERCIAL_STRIP_MALL | CBECS_PRE_1980 | 5 | NO_ECONOMIZER | 0 | 0 | FALSE | FALSE | 1 | 2.5 | 1.4862 | 0.35
COMMERCIAL_STRIP_MALL | CBECS_PRE_1980 | 6 | NO_ECONOMIZER | 0 | 0 | FALSE | FALSE | 1 | 2.5 | 1.4862 | 0.35
COMMERCIAL_STRIP_MALL | CBECS_PRE_1980 | 7 | NO_ECONOMIZER | 0 | 0 | FALSE | FALSE | 1 | 2.5 | 1.4862 | 0.35
COMMERCIAL_STRIP_MALL | CBECS_PRE_1980 | 8 | NO_ECONOMIZER | 0 | 0 | FALSE | FALSE | 1 | 2.5 | 1.4862 | 0.35
COMMERCIAL_SUPERMARKET | ASHRAE_901_2004 | 1 | NO_ECONOMIZER | 0.11429 | 0.057143 | FALSE | TRUE | 1.8571 | 2.5 | 1.2844 | 0.35
COMMERCIAL_SUPERMARKET | ASHRAE_901_2004 | 2 | NO_ECONOMIZER | 0.11429 | 0.057143 | FALSE | TRUE | 1.7347 | 2.8061 | 1.2844 | 0.35
COMMERCIAL_SUPERMARKET | ASHRAE_901_2004 | 3 | DIFFERENTIAL_DRY_BULB | 0.11429 | 0.057143 | FALSE | TRUE | 1.6122 | 3.1122 | 1.2844 | 0.35
COMMERCIAL_SUPERMARKET | ASHRAE_901_2004 | 4 | DIFFERENTIAL_DRY_BULB | 0.11429 | 0.057143 | FALSE | TRUE | 1.4898 | 3.4184 | 1.2844 | 0.35
COMMERCIAL_SUPERMARKET | ASHRAE_901_2004 | 5 | DIFFERENTIAL_DRY_BULB | 0.11429 | 0.057143 | FALSE | TRUE | 1.3673 | 3.7245 | 1.2844 | 0.35
COMMERCIAL_SUPERMARKET | ASHRAE_901_2004 | 6 | DIFFERENTIAL_DRY_BULB | 0.11429 | 0.057143 | FALSE | TRUE | 1.2449 | 4.0306 | 1.2844 | 0.35
COMMERCIAL_SUPERMARKET | ASHRAE_901_2004 | 7 | DIFFERENTIAL_DRY_BULB | 0.11429 | 0.057143 | FALSE | TRUE | 1.1224 | 4.3367 | 1.2844 | 0.35
COMMERCIAL_SUPERMARKET | ASHRAE_901_2004 | 8 | DIFFERENTIAL_DRY_BULB | 0.11429 | 0.057143 | FALSE | TRUE | 1 | 4.6429 | 1.2844 | 0.35
COMMERCIAL_SUPERMARKET | ASHRAE_901_2007 | 1 | NO_ECONOMIZER | 0.17143 | 0.085714 | FALSE | TRUE | 2.2857 | 2.5 | 1.2675 | 0.35
COMMERCIAL_SUPERMARKET | ASHRAE_901_2007 | 2 | NO_ECONOMIZER | 0.17143 | 0.085714 | FALSE | TRUE | 2.102 | 2.9592 | 1.2675 | 0.35
COMMERCIAL_SUPERMARKET | ASHRAE_901_2007 | 3 | DIFFERENTIAL_DRY_BULB | 0.17143 | 0.085714 | FALSE | TRUE | 1.9184 | 3.4184 | 1.2675 | 0.35
COMMERCIAL_SUPERMARKET | ASHRAE_901_2007 | 4 | DIFFERENTIAL_DRY_BULB | 0.17143 | 0.085714 | FALSE | TRUE | 1.7347 | 3.8776 | 1.2675 | 0.35
COMMERCIAL_SUPERMARKET | ASHRAE_901_2007 | 5 | DIFFERENTIAL_DRY_BULB | 0.17143 | 0.085714 | FALSE | TRUE | 1.551 | 4.3367 | 1.2675 | 0.35
COMMERCIAL_SUPERMARKET | ASHRAE_901_2007 | 6 | DIFFERENTIAL_DRY_BULB | 0.17143 | 0.085714 | FALSE | TRUE | 1.3673 | 4.7959 | 1.2675 | 0.35
COMMERCIAL_SUPERMARKET | ASHRAE_901_2007 | 7 | DIFFERENTIAL_DRY_BULB | 0.17143 | 0.085714 | FALSE | TRUE | 1.1837 | 5.2551 | 1.2675 | 0.35
COMMERCIAL_SUPERMARKET | ASHRAE_901_2007 | 8 | DIFFERENTIAL_DRY_BULB | 0.17143 | 0.085714 | FALSE | TRUE | 1 | 5.7143 | 1.2675 | 0.35
COMMERCIAL_SUPERMARKET | ASHRAE_901_2010 | 1 | NO_ECONOMIZER | 0.22857 | 0.11429 | FALSE | TRUE | 2.7143 | 2.5 | 1.2506 | 0.35
COMMERCIAL_SUPERMARKET | ASHRAE_901_2010 | 2 | NO_ECONOMIZER | 0.22857 | 0.11429 | FALSE | TRUE | 2.4694 | 3.1122 | 1.2506 | 0.35
COMMERCIAL_SUPERMARKET | ASHRAE_901_2010 | 3 | DIFFERENTIAL_DRY_BULB | 0.22857 | 0.11429 | FALSE | TRUE | 2.2245 | 3.7245 | 1.2506 | 0.35
COMMERCIAL_SUPERMARKET | ASHRAE_901_2010 | 4 | DIFFERENTIAL_DRY_BULB | 0.22857 | 0.11429 | FALSE | TRUE | 1.9796 | 4.3367 | 1.2506 | 0.35
COMMERCIAL_SUPERMARKET | ASHRAE_901_2010 | 5 | DIFFERENTIAL_DRY_BULB | 0.22857 | 0.11429 | FALSE | TRUE | 1.7347 | 4.949 | 1.2506 | 0.35
COMMERCIAL_SUPERMARKET | ASHRAE_901_2010 | 6 | DIFFERENTIAL_DRY_BULB | 0.22857 | 0.11429 | FALSE | TRUE | 1.4898 | 5.5612 | 1.2506 | 0.35
COMMERCIAL_SUPERMARKET | ASHRAE_901_2010 | 7 | DIFFERENTIAL_DRY_BULB | 0.22857 | 0.11429 | FALSE | TRUE | 1.2449 | 6.1735 | 1.2506 | 0.35
COMMERCIAL_SUPERMARKET | ASHRAE_901_2010 | 8 | DIFFERENTIAL_DRY_BULB | 0.22857 | 0.11429 | FALSE | TRUE | 1 | 6.7857 | 1.2506 | 0.35
COMMERCIAL_SUPERMARKET | ASHRAE_901_2013 | 1 | NO_ECONOMIZER | 0.28571 | 0.14286 | FALSE | TRUE | 3.1429 | 2.5 | 1.2338 | 0.35
COMMERCIAL_SUPERMARKET | ASHRAE_901_2013 | 2 | NO_ECONOMIZER | 0.28571 | 0.14286 | FALSE | TRUE | 2.8367 | 3.2653 | 1.2338 | 0.35
COMMERCIAL_SUPERMARKET | ASHRAE_901_2013 | 3 | DIFFERENTIAL_DRY_BULB | 0.28571 | 0.14286 | FALSE | TRUE | 2.5306 | 4.0306 | 1.2338 | 0.35
COMMERCIAL_SUPERMARKET | ASHRAE_901_2013 | 4 | DIFFERENTIAL_DRY_BULB | 0.28571 | 0.14286 | FALSE | TRUE | 2.2245 | 4.7959 | 1.2338 | 0.35
COMMERCIAL_SUPERMARKET | ASHRAE_901_2013 | 5 | DIFFERENTIAL_DRY_BULB | 0.28571 | 0.14286 | FALSE | TRUE | 1.9184 | 5.5612 | 1.2338 | 0.35
COMMERCIAL_SUPERMARKET | ASHRAE_901_2013 | 6 | DIFFERENTIAL_DRY_BULB | 0.28571 | 0.14286 | FALSE | TRUE | 1.6122 | 6.3265 | 1.2338 | 0.35
COMMERCIAL_SUPERMARKET | ASHRAE_901_2013 | 7 | DIFFERENTIAL_DRY_BULB | 0.28571 | 0.14286 | FALSE | TRUE | 1.3061 | 7.0918 | 1.2338 | 0.35
COMMERCIAL_SUPERMARKET | ASHRAE_901_2013 | 8 | DIFFERENTIAL_DRY_BULB | 0.28571 | 0.14286 | FALSE | TRUE | 1 | 7.8571 | 1.2338 | 0.35
COMMERCIAL_SUPERMARKET | ASHRAE_901_2016 | 1 | NO_ECONOMIZER | 0.34286 | 0.17143 | FALSE | TRUE | 3.5714 | 2.5 | 1.2169 | 0.35
COMMERCIAL_SUPERMARKET | ASHRAE_901_2016 | 2 | NO_ECONOMIZER | 0.34286 | 0.17143 | FALSE | TRUE | 3.2041 | 3.4184 | 1.2169 | 0.35
COMMERCIAL_SUPERMARKET | ASHRAE_901_2016 | 3 | DIFFERENTIAL_DRY_BULB | 0.34286 | 0.17143 | FALSE | TRUE | 2.8367 | 4.3367 | 1.2169 | 0.35
COMMERCIAL_SUPERMARKET | ASHRAE_901_2016 | 4 | DIFFERENTIAL_DRY_BULB | 0.34286 | 0.17143 | FALSE | TRUE | 2.4694 | 5.2551 | 1.2169 | 0.35
COMMERCIAL_SUPERMARKET | ASHRAE_901_2016 | 5 | DIFFERENTIAL_DRY_BULB | 0.34286 | 0.17143 | FALSE | TRUE | 2.102 | 6.1735 | 1.2169 | 0.35
COMMERCIAL_SUPERMARKET | ASHRAE_901_2016 | 6 | DIFFERENTIAL_DRY_BULB | 0.34286 | 0.17143 | FALSE | TRUE | 1.7347 | 7.0918 | 1.2169 | 0.35
COMMERCIAL_SUPERMARKET | ASHRAE_901_2016 | 7 | DIFFERENTIAL_DRY_BULB | 0.34286 | 0.17143 | FALSE | TRUE | 1.3673 | 8.0102 | 1.2169 | 0.35
COMMERCIAL_SUPERMARKET | ASHRAE_901_2016 | 8 | DIFFERENTIAL_DRY_BULB | 0.34286 | 0.17143 | FALSE | TRUE | 1 | 8.9286 | 1.2169 | 0.35
COMMERCIAL_SUPERMARKET | ASHRAE_901_2019 | 1 | NO_ECONOMIZER | 0.4 | 0.2 | FALSE | TRUE | 4 | 2.5 | 1.2 | 0.35
COMMERCIAL_SUPERMARKET | ASHRAE_901_2019 | 2 | NO_ECONOMIZER | 0.4 | 0.2 | FALSE | TRUE | 3.5714 | 3.5714 | 1.2 | 0.35
COMMERCIAL_SUPERMARKET | ASHRAE_901_2019 | 3 | DIFFERENTIAL_DRY_BULB | 0.4 | 0.2 | FALSE | TRUE | 3.1429 | 4.6429 | 1.2 | 0.35
COMMERCIAL_SUPERMARKET | ASHRAE_901_2019 | 4 | DIFFERENTIAL_DRY_BULB | 0.4 | 0.2 | FALSE | TRUE | 2.7143 | 5.7143 | 1.2 | 0.35
COMMERCIAL_SUPERMARKET | ASHRAE_901_2019 | 5 | DIFFERENTIAL_DRY_BULB | 0.4 | 0.2 | FALSE | TRUE | 2.2857 | 6.7857 | 1.2 | 0.35
COMMERCIAL_SUPERMARKET | ASHRAE_901_2019 | 6 | DIFFERENTIAL_DRY_BULB | 0.4 | 0.2 | FALSE | TRUE | 1.8571 | 7.8571 | 1.2 | 0.35
COMMERCIAL_SUPERMARKET | ASHRAE_901_2019 | 7 | DIFFERENTIAL_DRY_BULB | 0.4 | 0.2 | FALSE | TRUE | 1.4286 | 8.9286 | 1.2 | 0.35
COMMERCIAL_SUPERMARKET | ASHRAE_901_2019 | 8 | DIFFERENTIAL_DRY_BULB | 0.4 | 0.2 | FALSE | TRUE | 1 | 10 | 1.2 | 0.35
COMMERCIAL_SUPERMARKET | CBECS_1980_2004 | 1 | NO_ECONOMIZER | 0.057143 | 0.028571 | FALSE | FALSE | 1.4286 | 2.5 | 1.3013 | 0.35
COMMERCIAL_SUPERMARKET | CBECS_1980_2004 | 2 | NO_ECONOMIZER | 0.057143 | 0.028571 | FALSE | FALSE | 1.3673 | 2.6531 | 1.3013 | 0.35
COMMERCIAL_SUPERMARKET | CBECS_1980_2004 | 3 | NO_ECONOMIZER | 0.057143 | 0.028571 | FALSE | FALSE | 1.3061 | 2.8061 | 1.3013 | 0.35
COMMERCIAL_SUPERMARKET | CBECS_1980_2004 | 4 | NO_ECONOMIZER | 0.057143 | 0.028571 | FALSE | FALSE | 1.2449 | 2.9592 | 1.3013 | 0.35
COMMERCIAL_SUPERMARKET | CBECS_1980_2004 | 5 | NO_ECONOMIZER | 0.057143 | 0.028571 | FALSE | FALSE | 1.1837 | 3.1122 | 1.3013 | 0.35
COMMERCIAL_SUPERMARKET | CBECS_1980_2004 | 6 | NO_ECONOMIZER | 0.057143 | 0.028571 | FALSE | FALSE | 1.1224 | 3.2653 | 1.3013 | 0.35
COMMERCIAL_SUPERMARKET | CBECS_1980_2004 | 7 | NO_ECONOMIZER | 0.057143 | 0.028571 | FALSE | FALSE | 1.0612 | 3.4184 | 1.3013 | 0.35
COMMERCIAL_SUPERMARKET | CBECS_1980_2004 | 8 | NO_ECONOMIZER | 0.057143 | 0.028571 | FALSE | FALSE | 1 | 3.5714 | 1.3013 | 0.35
COMMERCIAL_SUPERMARKET | CBECS_PRE_1980 | 1 | NO_ECONOMIZER | 0 | 0 | FALSE | FALSE | 1 | 2.5 | 1.3182 | 0.35
COMMERCIAL_SUPERMARKET | CBECS_PRE_1980 | 2 | NO_ECONOMIZER | 0 | 0 | FALSE | FALSE | 1 | 2.5 | 1.3182 | 0.35
COMMERCIAL_SUPERMARKET | CBECS_PRE_1980 | 3 | NO_ECONOMIZER | 0 | 0 | FALSE | FALSE | 1 | 2.5 | 1.3182 | 0.35
COMMERCIAL_SUPERMARKET | CBECS_PRE_1980 | 4 | NO_ECONOMIZER | 0 | 0 | FALSE | FALSE | 1 | 2.5 | 1.3182 | 0.35
COMMERCIAL_SUPERMARKET | CBECS_PRE_1980 | 5 | NO_ECONOMIZER | 0 | 0 | FALSE | FALSE | 1 | 2.5 | 1.3182 | 0.35
COMMERCIAL_SUPERMARKET | CBECS_PRE_1980 | 6 | NO_ECONOMIZER | 0 | 0 | FALSE | FALSE | 1 | 2.5 | 1.3182 | 0.35
COMMERCIAL_SUPERMARKET | CBECS_PRE_1980 | 7 | NO_ECONOMIZER | 0 | 0 | FALSE | FALSE | 1 | 2.5 | 1.3182 | 0.35
COMMERCIAL_SUPERMARKET | CBECS_PRE_1980 | 8 | NO_ECONOMIZER | 0 | 0 | FALSE | FALSE | 1 | 2.5 | 1.3182 | 0.35
DATACENTER_LARGE_HIGH_ITE | ASHRAE_901_2004 | 1 | NO_ECONOMIZER | 0.11429 | 0.057143 | FALSE | FALSE | 1.8571 | 2.5 | 1.363 | 0.35
DATACENTER_LARGE_HIGH_ITE | ASHRAE_901_2004 | 2 | NO_ECONOMIZER | 0.11429 | 0.057143 | FALSE | FALSE | 1.7347 | 2.8061 | 1.363 | 0.35
DATACENTER_LARGE_HIGH_ITE | ASHRAE_901_2004 | 3 | DIFFERENTIAL_ENTHALPY | 0.11429 | 0.057143 | FALSE | FALSE | 1.6122 | 3.1122 | 1.363 | 0.35
DATACENTER_LARGE_HIGH_ITE | ASHRAE_901_2004 | 4 | DIFFERENTIAL_ENTHALPY | 0.11429 | 0.057143 | FALSE | FALSE | 1.4898 | 3.4184 | 1.363 | 0.35
DATACENTER_LARGE_HIGH_ITE | ASHRAE_901_2004 | 5 | DIFFERENTIAL_ENTHALPY | 0.11429 | 0.057143 | FALSE | FALSE | 1.3673 | 3.7245 | 1.363 | 0.35
DATACENTER_LARGE_HIGH_ITE | ASHRAE_901_2004 | 6 | DIFFERENTIAL_ENTHALPY | 0.11429 | 0.057143 | FALSE | FALSE | 1.2449 | 4.0306 | 1.363 | 0.35
DATACENTER_LARGE_HIGH_ITE | ASHRAE_901_2004 | 7 | DIFFERENTIAL_ENTHALPY | 0.11429 | 0.057143 | FALSE | FALSE | 1.1224 | 4.3367 | 1.363 | 0.35
DATACENTER_LARGE_HIGH_ITE | ASHRAE_901_2004 | 8 | DIFFERENTIAL_ENTHALPY | 0.11429 | 0.057143 | FALSE | FALSE | 1 | 4.6429 | 1.363 | 0.35
DATACENTER_LARGE_HIGH_ITE | ASHRAE_901_2007 | 1 | NO_ECONOMIZER | 0.17143 | 0.085714 | FALSE | FALSE | 2.2857 | 2.5 | 1.3304 | 0.35
DATACENTER_LARGE_HIGH_ITE | ASHRAE_901_2007 | 2 | NO_ECONOMIZER | 0.17143 | 0.085714 | FALSE | FALSE | 2.102 | 2.9592 | 1.3304 | 0.35
DATACENTER_LARGE_HIGH_ITE | ASHRAE_901_2007 | 3 | DIFFERENTIAL_ENTHALPY | 0.17143 | 0.085714 | FALSE | FALSE | 1.9184 | 3.4184 | 1.3304 | 0.35
DATACENTER_LARGE_HIGH_ITE | ASHRAE_901_2007 | 4 | DIFFERENTIAL_ENTHALPY | 0.17143 | 0.085714 | FALSE | FALSE | 1.7347 | 3.8776 | 1.3304 | 0.35
DATACENTER_LARGE_HIGH_ITE | ASHRAE_901_2007 | 5 | DIFFERENTIAL_ENTHALPY | 0.17143 | 0.085714 | FALSE | FALSE | 1.551 | 4.3367 | 1.3304 | 0.35
DATACENTER_LARGE_HIGH_ITE | ASHRAE_901_2007 | 6 | DIFFERENTIAL_ENTHALPY | 0.17143 | 0.085714 | FALSE | FALSE | 1.3673 | 4.7959 | 1.3304 | 0.35
DATACENTER_LARGE_HIGH_ITE | ASHRAE_901_2007 | 7 | DIFFERENTIAL_ENTHALPY | 0.17143 | 0.085714 | FALSE | FALSE | 1.1837 | 5.2551 | 1.3304 | 0.35
DATACENTER_LARGE_HIGH_ITE | ASHRAE_901_2007 | 8 | DIFFERENTIAL_ENTHALPY | 0.17143 | 0.085714 | FALSE | FALSE | 1 | 5.7143 | 1.3304 | 0.35
DATACENTER_LARGE_HIGH_ITE | ASHRAE_901_2010 | 1 | NO_ECONOMIZER | 0.22857 | 0.11429 | FALSE | FALSE | 2.7143 | 2.5 | 1.2978 | 0.35
DATACENTER_LARGE_HIGH_ITE | ASHRAE_901_2010 | 2 | NO_ECONOMIZER | 0.22857 | 0.11429 | FALSE | FALSE | 2.4694 | 3.1122 | 1.2978 | 0.35
DATACENTER_LARGE_HIGH_ITE | ASHRAE_901_2010 | 3 | DIFFERENTIAL_ENTHALPY | 0.22857 | 0.11429 | FALSE | FALSE | 2.2245 | 3.7245 | 1.2978 | 0.35
DATACENTER_LARGE_HIGH_ITE | ASHRAE_901_2010 | 4 | DIFFERENTIAL_ENTHALPY | 0.22857 | 0.11429 | FALSE | FALSE | 1.9796 | 4.3367 | 1.2978 | 0.35
DATACENTER_LARGE_HIGH_ITE | ASHRAE_901_2010 | 5 | DIFFERENTIAL_ENTHALPY | 0.22857 | 0.11429 | FALSE | FALSE | 1.7347 | 4.949 | 1.2978 | 0.35
DATACENTER_LARGE_HIGH_ITE | ASHRAE_901_2010 | 6 | DIFFERENTIAL_ENTHALPY | 0.22857 | 0.11429 | FALSE | FALSE | 1.4898 | 5.5612 | 1.2978 | 0.35
DATACENTER_LARGE_HIGH_ITE | ASHRAE_901_2010 | 7 | DIFFERENTIAL_ENTHALPY | 0.22857 | 0.11429 | FALSE | FALSE | 1.2449 | 6.1735 | 1.2978 | 0.35
DATACENTER_LARGE_HIGH_ITE | ASHRAE_901_2010 | 8 | DIFFERENTIAL_ENTHALPY | 0.22857 | 0.11429 | FALSE | FALSE | 1 | 6.7857 | 1.2978 | 0.35
DATACENTER_LARGE_HIGH_ITE | ASHRAE_901_2013 | 1 | NO_ECONOMIZER | 0.28571 | 0.14286 | FALSE | FALSE | 3.1429 | 2.5 | 1.2652 | 0.35
DATACENTER_LARGE_HIGH_ITE | ASHRAE_901_2013 | 2 | NO_ECONOMIZER | 0.28571 | 0.14286 | FALSE | FALSE | 2.8367 | 3.2653 | 1.2652 | 0.35
DATACENTER_LARGE_HIGH_ITE | ASHRAE_901_2013 | 3 | DIFFERENTIAL_ENTHALPY | 0.28571 | 0.14286 | FALSE | FALSE | 2.5306 | 4.0306 | 1.2652 | 0.35
DATACENTER_LARGE_HIGH_ITE | ASHRAE_901_2013 | 4 | DIFFERENTIAL_ENTHALPY | 0.28571 | 0.14286 | FALSE | FALSE | 2.2245 | 4.7959 | 1.2652 | 0.35
DATACENTER_LARGE_HIGH_ITE | ASHRAE_901_2013 | 5 | DIFFERENTIAL_ENTHALPY | 0.28571 | 0.14286 | FALSE | FALSE | 1.9184 | 5.5612 | 1.2652 | 0.35
DATACENTER_LARGE_HIGH_ITE | ASHRAE_901_2013 | 6 | DIFFERENTIAL_ENTHALPY | 0.28571 | 0.14286 | FALSE | FALSE | 1.6122 | 6.3265 | 1.2652 | 0.35
DATACENTER_LARGE_HIGH_ITE | ASHRAE_901_2013 | 7 | DIFFERENTIAL_ENTHALPY | 0.28571 | 0.14286 | FALSE | FALSE | 1.3061 | 7.0918 | 1.2652 | 0.35
DATACENTER_LARGE_HIGH_ITE | ASHRAE_901_2013 | 8 | DIFFERENTIAL_ENTHALPY | 0.28571 | 0.14286 | FALSE | FALSE | 1 | 7.8571 | 1.2652 | 0.35
DATACENTER_LARGE_HIGH_ITE | ASHRAE_901_2016 | 1 | NO_ECONOMIZER | 0.34286 | 0.17143 | FALSE | FALSE | 3.5714 | 2.5 | 1.2326 | 0.35
DATACENTER_LARGE_HIGH_ITE | ASHRAE_901_2016 | 2 | NO_ECONOMIZER | 0.34286 | 0.17143 | FALSE | FALSE | 3.2041 | 3.4184 | 1.2326 | 0.35
DATACENTER_LARGE_HIGH_ITE | ASHRAE_901_2016 | 3 | DIFFERENTIAL_ENTHALPY | 0.34286 | 0.17143 | FALSE | FALSE | 2.8367 | 4.3367 | 1.2326 | 0.35
DATACENTER_LARGE_HIGH_ITE | ASHRAE_901_2016 | 4 | DIFFERENTIAL_ENTHALPY | 0.34286 | 0.17143 | FALSE | FALSE | 2.4694 | 5.2551 | 1.2326 | 0.35
DATACENTER_LARGE_HIGH_ITE | ASHRAE_901_2016 | 5 | DIFFERENTIAL_ENTHALPY | 0.34286 | 0.17143 | FALSE | FALSE | 2.102 | 6.1735 | 1.2326 | 0.35
DATACENTER_LARGE_HIGH_ITE | ASHRAE_901_2016 | 6 | DIFFERENTIAL_ENTHALPY | 0.34286 | 0.17143 | FALSE | FALSE | 1.7347 | 7.0918 | 1.2326 | 0.35
DATACENTER_LARGE_HIGH_ITE | ASHRAE_901_2016 | 7 | DIFFERENTIAL_ENTHALPY | 0.34286 | 0.17143 | FALSE | FALSE | 1.3673 | 8.0102 | 1.2326 | 0.35
DATACENTER_LARGE_HIGH_ITE | ASHRAE_901_2016 | 8 | DIFFERENTIAL_ENTHALPY | 0.34286 | 0.17143 | FALSE | FALSE | 1 | 8.9286 | 1.2326 | 0.35
DATACENTER_LARGE_HIGH_ITE | ASHRAE_901_2019 | 1 | NO_ECONOMIZER | 0.4 | 0.2 | FALSE | FALSE | 4 | 2.5 | 1.2 | 0.35
DATACENTER_LARGE_HIGH_ITE | ASHRAE_901_2019 | 2 | NO_ECONOMIZER | 0.4 | 0.2 | FALSE | FALSE | 3.5714 | 3.5714 | 1.2 | 0.35
DATACENTER_LARGE_HIGH_ITE | ASHRAE_901_2019 | 3 | DIFFERENTIAL_ENTHALPY | 0.4 | 0.2 | FALSE | FALSE | 3.1429 | 4.6429 | 1.2 | 0.35
DATACENTER_LARGE_HIGH_ITE | ASHRAE_901_2019 | 4 | DIFFERENTIAL_ENTHALPY | 0.4 | 0.2 | FALSE | FALSE | 2.7143 | 5.7143 | 1.2 | 0.35
DATACENTER_LARGE_HIGH_ITE | ASHRAE_901_2019 | 5 | DIFFERENTIAL_ENTHALPY | 0.4 | 0.2 | FALSE | FALSE | 2.2857 | 6.7857 | 1.2 | 0.35
DATACENTER_LARGE_HIGH_ITE | ASHRAE_901_2019 | 6 | DIFFERENTIAL_ENTHALPY | 0.4 | 0.2 | FALSE | FALSE | 1.8571 | 7.8571 | 1.2 | 0.35
DATACENTER_LARGE_HIGH_ITE | ASHRAE_901_2019 | 7 | DIFFERENTIAL_ENTHALPY | 0.4 | 0.2 | FALSE | FALSE | 1.4286 | 8.9286 | 1.2 | 0.35
DATACENTER_LARGE_HIGH_ITE | ASHRAE_901_2019 | 8 | DIFFERENTIAL_ENTHALPY | 0.4 | 0.2 | FALSE | FALSE | 1 | 10 | 1.2 | 0.35
DATACENTER_LARGE_HIGH_ITE | CBECS_1980_2004 | 1 | NO_ECONOMIZER | 0.057143 | 0.028571 | FALSE | FALSE | 1.4286 | 2.5 | 1.3956 | 0.35
DATACENTER_LARGE_HIGH_ITE | CBECS_1980_2004 | 2 | NO_ECONOMIZER | 0.057143 | 0.028571 | FALSE | FALSE | 1.3673 | 2.6531 | 1.3956 | 0.35
DATACENTER_LARGE_HIGH_ITE | CBECS_1980_2004 | 3 | NO_ECONOMIZER | 0.057143 | 0.028571 | FALSE | FALSE | 1.3061 | 2.8061 | 1.3956 | 0.35
DATACENTER_LARGE_HIGH_ITE | CBECS_1980_2004 | 4 | NO_ECONOMIZER | 0.057143 | 0.028571 | FALSE | FALSE | 1.2449 | 2.9592 | 1.3956 | 0.35
DATACENTER_LARGE_HIGH_ITE | CBECS_1980_2004 | 5 | NO_ECONOMIZER | 0.057143 | 0.028571 | FALSE | FALSE | 1.1837 | 3.1122 | 1.3956 | 0.35
DATACENTER_LARGE_HIGH_ITE | CBECS_1980_2004 | 6 | NO_ECONOMIZER | 0.057143 | 0.028571 | FALSE | FALSE | 1.1224 | 3.2653 | 1.3956 | 0.35
DATACENTER_LARGE_HIGH_ITE | CBECS_1980_2004 | 7 | NO_ECONOMIZER | 0.057143 | 0.028571 | FALSE | FALSE | 1.0612 | 3.4184 | 1.3956 | 0.35
DATACENTER_LARGE_HIGH_ITE | CBECS_1980_2004 | 8 | NO_ECONOMIZER | 0.057143 | 0.028571 | FALSE | FALSE | 1 | 3.5714 | 1.3956 | 0.35
DATACENTER_LARGE_HIGH_ITE | CBECS_PRE_1980 | 1 | NO_ECONOMIZER | 0 | 0 | FALSE | FALSE | 1 | 2.5 | 1.4283 | 0.35
DATACENTER_LARGE_HIGH_ITE | CBECS_PRE_1980 | 2 | NO_ECONOMIZER | 0 | 0 | FALSE | FALSE | 1 | 2.5 | 1.4283 | 0.35
DATACENTER_LARGE_HIGH_ITE | CBECS_PRE_1980 | 3 | NO_ECONOMIZER | 0 | 0 | FALSE | FALSE | 1 | 2.5 | 1.4283 | 0.35
DATACENTER_LARGE_HIGH_ITE | CBECS_PRE_1980 | 4 | NO_ECONOMIZER | 0 | 0 | FALSE | FALSE | 1 | 2.5 | 1.4283 | 0.35
DATACENTER_LARGE_HIGH_ITE | CBECS_PRE_1980 | 5 | NO_ECONOMIZER | 0 | 0 | FALSE | FALSE | 1 | 2.5 | 1.4283 | 0.35
DATACENTER_LARGE_HIGH_ITE | CBECS_PRE_1980 | 6 | NO_ECONOMIZER | 0 | 0 | FALSE | FALSE | 1 | 2.5 | 1.4283 | 0.35
DATACENTER_LARGE_HIGH_ITE | CBECS_PRE_1980 | 7 | NO_ECONOMIZER | 0 | 0 | FALSE | FALSE | 1 | 2.5 | 1.4283 | 0.35
DATACENTER_LARGE_HIGH_ITE | CBECS_PRE_1980 | 8 | NO_ECONOMIZER | 0 | 0 | FALSE | FALSE | 1 | 2.5 | 1.4283 | 0.35
DATACENTER_LARGE_LOW_ITE | ASHRAE_901_2004 | 1 | NO_ECONOMIZER | 0.11429 | 0.057143 | FALSE | FALSE | 1.8571 | 2.5 | 1.363 | 0.35
DATACENTER_LARGE_LOW_ITE | ASHRAE_901_2004 | 2 | NO_ECONOMIZER | 0.11429 | 0.057143 | FALSE | FALSE | 1.7347 | 2.8061 | 1.363 | 0.35
DATACENTER_LARGE_LOW_ITE | ASHRAE_901_2004 | 3 | DIFFERENTIAL_ENTHALPY | 0.11429 | 0.057143 | FALSE | FALSE | 1.6122 | 3.1122 | 1.363 | 0.35
DATACENTER_LARGE_LOW_ITE | ASHRAE_901_2004 | 4 | DIFFERENTIAL_ENTHALPY | 0.11429 | 0.057143 | FALSE | FALSE | 1.4898 | 3.4184 | 1.363 | 0.35
DATACENTER_LARGE_LOW_ITE | ASHRAE_901_2004 | 5 | DIFFERENTIAL_ENTHALPY | 0.11429 | 0.057143 | FALSE | FALSE | 1.3673 | 3.7245 | 1.363 | 0.35
DATACENTER_LARGE_LOW_ITE | ASHRAE_901_2004 | 6 | DIFFERENTIAL_ENTHALPY | 0.11429 | 0.057143 | FALSE | FALSE | 1.2449 | 4.0306 | 1.363 | 0.35
DATACENTER_LARGE_LOW_ITE | ASHRAE_901_2004 | 7 | DIFFERENTIAL_ENTHALPY | 0.11429 | 0.057143 | FALSE | FALSE | 1.1224 | 4.3367 | 1.363 | 0.35
DATACENTER_LARGE_LOW_ITE | ASHRAE_901_2004 | 8 | DIFFERENTIAL_ENTHALPY | 0.11429 | 0.057143 | FALSE | FALSE | 1 | 4.6429 | 1.363 | 0.35
DATACENTER_LARGE_LOW_ITE | ASHRAE_901_2007 | 1 | NO_ECONOMIZER | 0.17143 | 0.085714 | FALSE | FALSE | 2.2857 | 2.5 | 1.3304 | 0.35
DATACENTER_LARGE_LOW_ITE | ASHRAE_901_2007 | 2 | NO_ECONOMIZER | 0.17143 | 0.085714 | FALSE | FALSE | 2.102 | 2.9592 | 1.3304 | 0.35
DATACENTER_LARGE_LOW_ITE | ASHRAE_901_2007 | 3 | DIFFERENTIAL_ENTHALPY | 0.17143 | 0.085714 | FALSE | FALSE | 1.9184 | 3.4184 | 1.3304 | 0.35
DATACENTER_LARGE_LOW_ITE | ASHRAE_901_2007 | 4 | DIFFERENTIAL_ENTHALPY | 0.17143 | 0.085714 | FALSE | FALSE | 1.7347 | 3.8776 | 1.3304 | 0.35
DATACENTER_LARGE_LOW_ITE | ASHRAE_901_2007 | 5 | DIFFERENTIAL_ENTHALPY | 0.17143 | 0.085714 | FALSE | FALSE | 1.551 | 4.3367 | 1.3304 | 0.35
DATACENTER_LARGE_LOW_ITE | ASHRAE_901_2007 | 6 | DIFFERENTIAL_ENTHALPY | 0.17143 | 0.085714 | FALSE | FALSE | 1.3673 | 4.7959 | 1.3304 | 0.35
DATACENTER_LARGE_LOW_ITE | ASHRAE_901_2007 | 7 | DIFFERENTIAL_ENTHALPY | 0.17143 | 0.085714 | FALSE | FALSE | 1.1837 | 5.2551 | 1.3304 | 0.35
DATACENTER_LARGE_LOW_ITE | ASHRAE_901_2007 | 8 | DIFFERENTIAL_ENTHALPY | 0.17143 | 0.085714 | FALSE | FALSE | 1 | 5.7143 | 1.3304 | 0.35
DATACENTER_LARGE_LOW_ITE | ASHRAE_901_2010 | 1 | NO_ECONOMIZER | 0.22857 | 0.11429 | FALSE | FALSE | 2.7143 | 2.5 | 1.2978 | 0.35
DATACENTER_LARGE_LOW_ITE | ASHRAE_901_2010 | 2 | NO_ECONOMIZER | 0.22857 | 0.11429 | FALSE | FALSE | 2.4694 | 3.1122 | 1.2978 | 0.35
DATACENTER_LARGE_LOW_ITE | ASHRAE_901_2010 | 3 | DIFFERENTIAL_ENTHALPY | 0.22857 | 0.11429 | FALSE | FALSE | 2.2245 | 3.7245 | 1.2978 | 0.35
DATACENTER_LARGE_LOW_ITE | ASHRAE_901_2010 | 4 | DIFFERENTIAL_ENTHALPY | 0.22857 | 0.11429 | FALSE | FALSE | 1.9796 | 4.3367 | 1.2978 | 0.35
DATACENTER_LARGE_LOW_ITE | ASHRAE_901_2010 | 5 | DIFFERENTIAL_ENTHALPY | 0.22857 | 0.11429 | FALSE | FALSE | 1.7347 | 4.949 | 1.2978 | 0.35
DATACENTER_LARGE_LOW_ITE | ASHRAE_901_2010 | 6 | DIFFERENTIAL_ENTHALPY | 0.22857 | 0.11429 | FALSE | FALSE | 1.4898 | 5.5612 | 1.2978 | 0.35
DATACENTER_LARGE_LOW_ITE | ASHRAE_901_2010 | 7 | DIFFERENTIAL_ENTHALPY | 0.22857 | 0.11429 | FALSE | FALSE | 1.2449 | 6.1735 | 1.2978 | 0.35
DATACENTER_LARGE_LOW_ITE | ASHRAE_901_2010 | 8 | DIFFERENTIAL_ENTHALPY | 0.22857 | 0.11429 | FALSE | FALSE | 1 | 6.7857 | 1.2978 | 0.35
DATACENTER_LARGE_LOW_ITE | ASHRAE_901_2013 | 1 | NO_ECONOMIZER | 0.28571 | 0.14286 | FALSE | FALSE | 3.1429 | 2.5 | 1.2652 | 0.35
DATACENTER_LARGE_LOW_ITE | ASHRAE_901_2013 | 2 | NO_ECONOMIZER | 0.28571 | 0.14286 | FALSE | FALSE | 2.8367 | 3.2653 | 1.2652 | 0.35
DATACENTER_LARGE_LOW_ITE | ASHRAE_901_2013 | 3 | DIFFERENTIAL_ENTHALPY | 0.28571 | 0.14286 | FALSE | FALSE | 2.5306 | 4.0306 | 1.2652 | 0.35
DATACENTER_LARGE_LOW_ITE | ASHRAE_901_2013 | 4 | DIFFERENTIAL_ENTHALPY | 0.28571 | 0.14286 | FALSE | FALSE | 2.2245 | 4.7959 | 1.2652 | 0.35
DATACENTER_LARGE_LOW_ITE | ASHRAE_901_2013 | 5 | DIFFERENTIAL_ENTHALPY | 0.28571 | 0.14286 | FALSE | FALSE | 1.9184 | 5.5612 | 1.2652 | 0.35
DATACENTER_LARGE_LOW_ITE | ASHRAE_901_2013 | 6 | DIFFERENTIAL_ENTHALPY | 0.28571 | 0.14286 | FALSE | FALSE | 1.6122 | 6.3265 | 1.2652 | 0.35
DATACENTER_LARGE_LOW_ITE | ASHRAE_901_2013 | 7 | DIFFERENTIAL_ENTHALPY | 0.28571 | 0.14286 | FALSE | FALSE | 1.3061 | 7.0918 | 1.2652 | 0.35
DATACENTER_LARGE_LOW_ITE | ASHRAE_901_2013 | 8 | DIFFERENTIAL_ENTHALPY | 0.28571 | 0.14286 | FALSE | FALSE | 1 | 7.8571 | 1.2652 | 0.35
DATACENTER_LARGE_LOW_ITE | ASHRAE_901_2016 | 1 | NO_ECONOMIZER | 0.34286 | 0.17143 | FALSE | FALSE | 3.5714 | 2.5 | 1.2326 | 0.35
DATACENTER_LARGE_LOW_ITE | ASHRAE_901_2016 | 2 | NO_ECONOMIZER | 0.34286 | 0.17143 | FALSE | FALSE | 3.2041 | 3.4184 | 1.2326 | 0.35
DATACENTER_LARGE_LOW_ITE | ASHRAE_901_2016 | 3 | DIFFERENTIAL_ENTHALPY | 0.34286 | 0.17143 | FALSE | FALSE | 2.8367 | 4.3367 | 1.2326 | 0.35
DATACENTER_LARGE_LOW_ITE | ASHRAE_901_2016 | 4 | DIFFERENTIAL_ENTHALPY | 0.34286 | 0.17143 | FALSE | FALSE | 2.4694 | 5.2551 | 1.2326 | 0.35
DATACENTER_LARGE_LOW_ITE | ASHRAE_901_2016 | 5 | DIFFERENTIAL_ENTHALPY | 0.34286 | 0.17143 | FALSE | FALSE | 2.102 | 6.1735 | 1.2326 | 0.35
DATACENTER_LARGE_LOW_ITE | ASHRAE_901_2016 | 6 | DIFFERENTIAL_ENTHALPY | 0.34286 | 0.17143 | FALSE | FALSE | 1.7347 | 7.0918 | 1.2326 | 0.35
DATACENTER_LARGE_LOW_ITE | ASHRAE_901_2016 | 7 | DIFFERENTIAL_ENTHALPY | 0.34286 | 0.17143 | FALSE | FALSE | 1.3673 | 8.0102 | 1.2326 | 0.35
DATACENTER_LARGE_LOW_ITE | ASHRAE_901_2016 | 8 | DIFFERENTIAL_ENTHALPY | 0.34286 | 0.17143 | FALSE | FALSE | 1 | 8.9286 | 1.2326 | 0.35
DATACENTER_LARGE_LOW_ITE | ASHRAE_901_2019 | 1 | NO_ECONOMIZER | 0.4 | 0.2 | FALSE | FALSE | 4 | 2.5 | 1.2 | 0.35
DATACENTER_LARGE_LOW_ITE | ASHRAE_901_2019 | 2 | NO_ECONOMIZER | 0.4 | 0.2 | FALSE | FALSE | 3.5714 | 3.5714 | 1.2 | 0.35
DATACENTER_LARGE_LOW_ITE | ASHRAE_901_2019 | 3 | DIFFERENTIAL_ENTHALPY | 0.4 | 0.2 | FALSE | FALSE | 3.1429 | 4.6429 | 1.2 | 0.35
DATACENTER_LARGE_LOW_ITE | ASHRAE_901_2019 | 4 | DIFFERENTIAL_ENTHALPY | 0.4 | 0.2 | FALSE | FALSE | 2.7143 | 5.7143 | 1.2 | 0.35
DATACENTER_LARGE_LOW_ITE | ASHRAE_901_2019 | 5 | DIFFERENTIAL_ENTHALPY | 0.4 | 0.2 | FALSE | FALSE | 2.2857 | 6.7857 | 1.2 | 0.35
DATACENTER_LARGE_LOW_ITE | ASHRAE_901_2019 | 6 | DIFFERENTIAL_ENTHALPY | 0.4 | 0.2 | FALSE | FALSE | 1.8571 | 7.8571 | 1.2 | 0.35
DATACENTER_LARGE_LOW_ITE | ASHRAE_901_2019 | 7 | DIFFERENTIAL_ENTHALPY | 0.4 | 0.2 | FALSE | FALSE | 1.4286 | 8.9286 | 1.2 | 0.35
DATACENTER_LARGE_LOW_ITE | ASHRAE_901_2019 | 8 | DIFFERENTIAL_ENTHALPY | 0.4 | 0.2 | FALSE | FALSE | 1 | 10 | 1.2 | 0.35
DATACENTER_LARGE_LOW_ITE | CBECS_1980_2004 | 1 | NO_ECONOMIZER | 0.057143 | 0.028571 | FALSE | FALSE | 1.4286 | 2.5 | 1.3956 | 0.35
DATACENTER_LARGE_LOW_ITE | CBECS_1980_2004 | 2 | NO_ECONOMIZER | 0.057143 | 0.028571 | FALSE | FALSE | 1.3673 | 2.6531 | 1.3956 | 0.35
DATACENTER_LARGE_LOW_ITE | CBECS_1980_2004 | 3 | NO_ECONOMIZER | 0.057143 | 0.028571 | FALSE | FALSE | 1.3061 | 2.8061 | 1.3956 | 0.35
DATACENTER_LARGE_LOW_ITE | CBECS_1980_2004 | 4 | NO_ECONOMIZER | 0.057143 | 0.028571 | FALSE | FALSE | 1.2449 | 2.9592 | 1.3956 | 0.35
DATACENTER_LARGE_LOW_ITE | CBECS_1980_2004 | 5 | NO_ECONOMIZER | 0.057143 | 0.028571 | FALSE | FALSE | 1.1837 | 3.1122 | 1.3956 | 0.35
DATACENTER_LARGE_LOW_ITE | CBECS_1980_2004 | 6 | NO_ECONOMIZER | 0.057143 | 0.028571 | FALSE | FALSE | 1.1224 | 3.2653 | 1.3956 | 0.35
DATACENTER_LARGE_LOW_ITE | CBECS_1980_2004 | 7 | NO_ECONOMIZER | 0.057143 | 0.028571 | FALSE | FALSE | 1.0612 | 3.4184 | 1.3956 | 0.35
DATACENTER_LARGE_LOW_ITE | CBECS_1980_2004 | 8 | NO_ECONOMIZER | 0.057143 | 0.028571 | FALSE | FALSE | 1 | 3.5714 | 1.3956 | 0.35
DATACENTER_LARGE_LOW_ITE | CBECS_PRE_1980 | 1 | NO_ECONOMIZER | 0 | 0 | FALSE | FALSE | 1 | 2.5 | 1.4283 | 0.35
DATACENTER_LARGE_LOW_ITE | CBECS_PRE_1980 | 2 | NO_ECONOMIZER | 0 | 0 | FALSE | FALSE | 1 | 2.5 | 1.4283 | 0.35
DATACENTER_LARGE_LOW_ITE | CBECS_PRE_1980 | 3 | NO_ECONOMIZER | 0 | 0 | FALSE | FALSE | 1 | 2.5 | 1.4283 | 0.35
DATACENTER_LARGE_LOW_ITE | CBECS_PRE_1980 | 4 | NO_ECONOMIZER | 0 | 0 | FALSE | FALSE | 1 | 2.5 | 1.4283 | 0.35
DATACENTER_LARGE_LOW_ITE | CBECS_PRE_1980 | 5 | NO_ECONOMIZER | 0 | 0 | FALSE | FALSE | 1 | 2.5 | 1.4283 | 0.35
DATACENTER_LARGE_LOW_ITE | CBECS_PRE_1980 | 6 | NO_ECONOMIZER | 0 | 0 | FALSE | FALSE | 1 | 2.5 | 1.4283 | 0.35
DATACENTER_LARGE_LOW_ITE | CBECS_PRE_1980 | 7 | NO_ECONOMIZER | 0 | 0 | FALSE | FALSE | 1 | 2.5 | 1.4283 | 0.35
DATACENTER_LARGE_LOW_ITE | CBECS_PRE_1980 | 8 | NO_ECONOMIZER | 0 | 0 | FALSE | FALSE | 1 | 2.5 | 1.4283 | 0.35
DATACENTER_SMALL_HIGH_ITE | ASHRAE_901_2004 | 1 | NO_ECONOMIZER | 0.11429 | 0.057143 | FALSE | FALSE | 1.8571 | 2.5 | 1.2389 | 0.35
DATACENTER_SMALL_HIGH_ITE | ASHRAE_901_2004 | 2 | NO_ECONOMIZER | 0.11429 | 0.057143 | FALSE | FALSE | 1.7347 | 2.8061 | 1.2389 | 0.35
DATACENTER_SMALL_HIGH_ITE | ASHRAE_901_2004 | 3 | DIFFERENTIAL_ENTHALPY | 0.11429 | 0.057143 | FALSE | FALSE | 1.6122 | 3.1122 | 1.2389 | 0.35
DATACENTER_SMALL_HIGH_ITE | ASHRAE_901_2004 | 4 | DIFFERENTIAL_ENTHALPY | 0.11429 | 0.057143 | FALSE | FALSE | 1.4898 | 3.4184 | 1.2389 | 0.35
DATACENTER_SMALL_HIGH_ITE | ASHRAE_901_2004 | 5 | DIFFERENTIAL_ENTHALPY | 0.11429 | 0.057143 | FALSE | FALSE | 1.3673 | 3.7245 | 1.2389 | 0.35
DATACENTER_SMALL_HIGH_ITE | ASHRAE_901_2004 | 6 | DIFFERENTIAL_ENTHALPY | 0.11429 | 0.057143 | FALSE | FALSE | 1.2449 | 4.0306 | 1.2389 | 0.35
DATACENTER_SMALL_HIGH_ITE | ASHRAE_901_2004 | 7 | DIFFERENTIAL_ENTHALPY | 0.11429 | 0.057143 | FALSE | FALSE | 1.1224 | 4.3367 | 1.2389 | 0.35
DATACENTER_SMALL_HIGH_ITE | ASHRAE_901_2004 | 8 | DIFFERENTIAL_ENTHALPY | 0.11429 | 0.057143 | FALSE | FALSE | 1 | 4.6429 | 1.2389 | 0.35
DATACENTER_SMALL_HIGH_ITE | ASHRAE_901_2007 | 1 | NO_ECONOMIZER | 0.17143 | 0.085714 | FALSE | FALSE | 2.2857 | 2.5 | 1.2311 | 0.35
DATACENTER_SMALL_HIGH_ITE | ASHRAE_901_2007 | 2 | NO_ECONOMIZER | 0.17143 | 0.085714 | FALSE | FALSE | 2.102 | 2.9592 | 1.2311 | 0.35
DATACENTER_SMALL_HIGH_ITE | ASHRAE_901_2007 | 3 | DIFFERENTIAL_ENTHALPY | 0.17143 | 0.085714 | FALSE | FALSE | 1.9184 | 3.4184 | 1.2311 | 0.35
DATACENTER_SMALL_HIGH_ITE | ASHRAE_901_2007 | 4 | DIFFERENTIAL_ENTHALPY | 0.17143 | 0.085714 | FALSE | FALSE | 1.7347 | 3.8776 | 1.2311 | 0.35
DATACENTER_SMALL_HIGH_ITE | ASHRAE_901_2007 | 5 | DIFFERENTIAL_ENTHALPY | 0.17143 | 0.085714 | FALSE | FALSE | 1.551 | 4.3367 | 1.2311 | 0.35
DATACENTER_SMALL_HIGH_ITE | ASHRAE_901_2007 | 6 | DIFFERENTIAL_ENTHALPY | 0.17143 | 0.085714 | FALSE | FALSE | 1.3673 | 4.7959 | 1.2311 | 0.35
DATACENTER_SMALL_HIGH_ITE | ASHRAE_901_2007 | 7 | DIFFERENTIAL_ENTHALPY | 0.17143 | 0.085714 | FALSE | FALSE | 1.1837 | 5.2551 | 1.2311 | 0.35
DATACENTER_SMALL_HIGH_ITE | ASHRAE_901_2007 | 8 | DIFFERENTIAL_ENTHALPY | 0.17143 | 0.085714 | FALSE | FALSE | 1 | 5.7143 | 1.2311 | 0.35
DATACENTER_SMALL_HIGH_ITE | ASHRAE_901_2010 | 1 | NO_ECONOMIZER | 0.22857 | 0.11429 | FALSE | FALSE | 2.7143 | 2.5 | 1.2233 | 0.35
DATACENTER_SMALL_HIGH_ITE | ASHRAE_901_2010 | 2 | NO_ECONOMIZER | 0.22857 | 0.11429 | FALSE | FALSE | 2.4694 | 3.1122 | 1.2233 | 0.35
DATACENTER_SMALL_HIGH_ITE | ASHRAE_901_2010 | 3 | DIFFERENTIAL_ENTHALPY | 0.22857 | 0.11429 | FALSE | FALSE | 2.2245 | 3.7245 | 1.2233 | 0.35
DATACENTER_SMALL_HIGH_ITE | ASHRAE_901_2010 | 4 | DIFFERENTIAL_ENTHALPY | 0.22857 | 0.11429 | FALSE | FALSE | 1.9796 | 4.3367 | 1.2233 | 0.35
DATACENTER_SMALL_HIGH_ITE | ASHRAE_901_2010 | 5 | DIFFERENTIAL_ENTHALPY | 0.22857 | 0.11429 | FALSE | FALSE | 1.7347 | 4.949 | 1.2233 | 0.35
DATACENTER_SMALL_HIGH_ITE | ASHRAE_901_2010 | 6 | DIFFERENTIAL_ENTHALPY | 0.22857 | 0.11429 | FALSE | FALSE | 1.4898 | 5.5612 | 1.2233 | 0.35
DATACENTER_SMALL_HIGH_ITE | ASHRAE_901_2010 | 7 | DIFFERENTIAL_ENTHALPY | 0.22857 | 0.11429 | FALSE | FALSE | 1.2449 | 6.1735 | 1.2233 | 0.35
DATACENTER_SMALL_HIGH_ITE | ASHRAE_901_2010 | 8 | DIFFERENTIAL_ENTHALPY | 0.22857 | 0.11429 | FALSE | FALSE | 1 | 6.7857 | 1.2233 | 0.35
DATACENTER_SMALL_HIGH_ITE | ASHRAE_901_2013 | 1 | NO_ECONOMIZER | 0.28571 | 0.14286 | FALSE | FALSE | 3.1429 | 2.5 | 1.2156 | 0.35
DATACENTER_SMALL_HIGH_ITE | ASHRAE_901_2013 | 2 | NO_ECONOMIZER | 0.28571 | 0.14286 | FALSE | FALSE | 2.8367 | 3.2653 | 1.2156 | 0.35
DATACENTER_SMALL_HIGH_ITE | ASHRAE_901_2013 | 3 | DIFFERENTIAL_ENTHALPY | 0.28571 | 0.14286 | FALSE | FALSE | 2.5306 | 4.0306 | 1.2156 | 0.35
DATACENTER_SMALL_HIGH_ITE | ASHRAE_901_2013 | 4 | DIFFERENTIAL_ENTHALPY | 0.28571 | 0.14286 | FALSE | FALSE | 2.2245 | 4.7959 | 1.2156 | 0.35
DATACENTER_SMALL_HIGH_ITE | ASHRAE_901_2013 | 5 | DIFFERENTIAL_ENTHALPY | 0.28571 | 0.14286 | FALSE | FALSE | 1.9184 | 5.5612 | 1.2156 | 0.35
DATACENTER_SMALL_HIGH_ITE | ASHRAE_901_2013 | 6 | DIFFERENTIAL_ENTHALPY | 0.28571 | 0.14286 | FALSE | FALSE | 1.6122 | 6.3265 | 1.2156 | 0.35
DATACENTER_SMALL_HIGH_ITE | ASHRAE_901_2013 | 7 | DIFFERENTIAL_ENTHALPY | 0.28571 | 0.14286 | FALSE | FALSE | 1.3061 | 7.0918 | 1.2156 | 0.35
DATACENTER_SMALL_HIGH_ITE | ASHRAE_901_2013 | 8 | DIFFERENTIAL_ENTHALPY | 0.28571 | 0.14286 | FALSE | FALSE | 1 | 7.8571 | 1.2156 | 0.35
DATACENTER_SMALL_HIGH_ITE | ASHRAE_901_2016 | 1 | NO_ECONOMIZER | 0.34286 | 0.17143 | FALSE | FALSE | 3.5714 | 2.5 | 1.2078 | 0.35
DATACENTER_SMALL_HIGH_ITE | ASHRAE_901_2016 | 2 | NO_ECONOMIZER | 0.34286 | 0.17143 | FALSE | FALSE | 3.2041 | 3.4184 | 1.2078 | 0.35
DATACENTER_SMALL_HIGH_ITE | ASHRAE_901_2016 | 3 | DIFFERENTIAL_ENTHALPY | 0.34286 | 0.17143 | FALSE | FALSE | 2.8367 | 4.3367 | 1.2078 | 0.35
DATACENTER_SMALL_HIGH_ITE | ASHRAE_901_2016 | 4 | DIFFERENTIAL_ENTHALPY | 0.34286 | 0.17143 | FALSE | FALSE | 2.4694 | 5.2551 | 1.2078 | 0.35
DATACENTER_SMALL_HIGH_ITE | ASHRAE_901_2016 | 5 | DIFFERENTIAL_ENTHALPY | 0.34286 | 0.17143 | FALSE | FALSE | 2.102 | 6.1735 | 1.2078 | 0.35
DATACENTER_SMALL_HIGH_ITE | ASHRAE_901_2016 | 6 | DIFFERENTIAL_ENTHALPY | 0.34286 | 0.17143 | FALSE | FALSE | 1.7347 | 7.0918 | 1.2078 | 0.35
DATACENTER_SMALL_HIGH_ITE | ASHRAE_901_2016 | 7 | DIFFERENTIAL_ENTHALPY | 0.34286 | 0.17143 | FALSE | FALSE | 1.3673 | 8.0102 | 1.2078 | 0.35
DATACENTER_SMALL_HIGH_ITE | ASHRAE_901_2016 | 8 | DIFFERENTIAL_ENTHALPY | 0.34286 | 0.17143 | FALSE | FALSE | 1 | 8.9286 | 1.2078 | 0.35
DATACENTER_SMALL_HIGH_ITE | ASHRAE_901_2019 | 1 | NO_ECONOMIZER | 0.4 | 0.2 | FALSE | FALSE | 4 | 2.5 | 1.2 | 0.35
DATACENTER_SMALL_HIGH_ITE | ASHRAE_901_2019 | 2 | NO_ECONOMIZER | 0.4 | 0.2 | FALSE | FALSE | 3.5714 | 3.5714 | 1.2 | 0.35
DATACENTER_SMALL_HIGH_ITE | ASHRAE_901_2019 | 3 | DIFFERENTIAL_ENTHALPY | 0.4 | 0.2 | FALSE | FALSE | 3.1429 | 4.6429 | 1.2 | 0.35
DATACENTER_SMALL_HIGH_ITE | ASHRAE_901_2019 | 4 | DIFFERENTIAL_ENTHALPY | 0.4 | 0.2 | FALSE | FALSE | 2.7143 | 5.7143 | 1.2 | 0.35
DATACENTER_SMALL_HIGH_ITE | ASHRAE_901_2019 | 5 | DIFFERENTIAL_ENTHALPY | 0.4 | 0.2 | FALSE | FALSE | 2.2857 | 6.7857 | 1.2 | 0.35
DATACENTER_SMALL_HIGH_ITE | ASHRAE_901_2019 | 6 | DIFFERENTIAL_ENTHALPY | 0.4 | 0.2 | FALSE | FALSE | 1.8571 | 7.8571 | 1.2 | 0.35
DATACENTER_SMALL_HIGH_ITE | ASHRAE_901_2019 | 7 | DIFFERENTIAL_ENTHALPY | 0.4 | 0.2 | FALSE | FALSE | 1.4286 | 8.9286 | 1.2 | 0.35
DATACENTER_SMALL_HIGH_ITE | ASHRAE_901_2019 | 8 | DIFFERENTIAL_ENTHALPY | 0.4 | 0.2 | FALSE | FALSE | 1 | 10 | 1.2 | 0.35
DATACENTER_SMALL_HIGH_ITE | CBECS_1980_2004 | 1 | NO_ECONOMIZER | 0.057143 | 0.028571 | FALSE | FALSE | 1.4286 | 2.5 | 1.2467 | 0.35
DATACENTER_SMALL_HIGH_ITE | CBECS_1980_2004 | 2 | NO_ECONOMIZER | 0.057143 | 0.028571 | FALSE | FALSE | 1.3673 | 2.6531 | 1.2467 | 0.35
DATACENTER_SMALL_HIGH_ITE | CBECS_1980_2004 | 3 | NO_ECONOMIZER | 0.057143 | 0.028571 | FALSE | FALSE | 1.3061 | 2.8061 | 1.2467 | 0.35
DATACENTER_SMALL_HIGH_ITE | CBECS_1980_2004 | 4 | NO_ECONOMIZER | 0.057143 | 0.028571 | FALSE | FALSE | 1.2449 | 2.9592 | 1.2467 | 0.35
DATACENTER_SMALL_HIGH_ITE | CBECS_1980_2004 | 5 | NO_ECONOMIZER | 0.057143 | 0.028571 | FALSE | FALSE | 1.1837 | 3.1122 | 1.2467 | 0.35
DATACENTER_SMALL_HIGH_ITE | CBECS_1980_2004 | 6 | NO_ECONOMIZER | 0.057143 | 0.028571 | FALSE | FALSE | 1.1224 | 3.2653 | 1.2467 | 0.35
DATACENTER_SMALL_HIGH_ITE | CBECS_1980_2004 | 7 | NO_ECONOMIZER | 0.057143 | 0.028571 | FALSE | FALSE | 1.0612 | 3.4184 | 1.2467 | 0.35
DATACENTER_SMALL_HIGH_ITE | CBECS_1980_2004 | 8 | NO_ECONOMIZER | 0.057143 | 0.028571 | FALSE | FALSE | 1 | 3.5714 | 1.2467 | 0.35
DATACENTER_SMALL_HIGH_ITE | CBECS_PRE_1980 | 1 | NO_ECONOMIZER | 0 | 0 | FALSE | FALSE | 1 | 2.5 | 1.2545 | 0.35
DATACENTER_SMALL_HIGH_ITE | CBECS_PRE_1980 | 2 | NO_ECONOMIZER | 0 | 0 | FALSE | FALSE | 1 | 2.5 | 1.2545 | 0.35
DATACENTER_SMALL_HIGH_ITE | CBECS_PRE_1980 | 3 | NO_ECONOMIZER | 0 | 0 | FALSE | FALSE | 1 | 2.5 | 1.2545 | 0.35
DATACENTER_SMALL_HIGH_ITE | CBECS_PRE_1980 | 4 | NO_ECONOMIZER | 0 | 0 | FALSE | FALSE | 1 | 2.5 | 1.2545 | 0.35
DATACENTER_SMALL_HIGH_ITE | CBECS_PRE_1980 | 5 | NO_ECONOMIZER | 0 | 0 | FALSE | FALSE | 1 | 2.5 | 1.2545 | 0.35
DATACENTER_SMALL_HIGH_ITE | CBECS_PRE_1980 | 6 | NO_ECONOMIZER | 0 | 0 | FALSE | FALSE | 1 | 2.5 | 1.2545 | 0.35
DATACENTER_SMALL_HIGH_ITE | CBECS_PRE_1980 | 7 | NO_ECONOMIZER | 0 | 0 | FALSE | FALSE | 1 | 2.5 | 1.2545 | 0.35
DATACENTER_SMALL_HIGH_ITE | CBECS_PRE_1980 | 8 | NO_ECONOMIZER | 0 | 0 | FALSE | FALSE | 1 | 2.5 | 1.2545 | 0.35
DATACENTER_SMALL_LOW_ITE | ASHRAE_901_2004 | 1 | NO_ECONOMIZER | 0.11429 | 0.057143 | FALSE | FALSE | 1.8571 | 2.5 | 1.2389 | 0.35
DATACENTER_SMALL_LOW_ITE | ASHRAE_901_2004 | 2 | NO_ECONOMIZER | 0.11429 | 0.057143 | FALSE | FALSE | 1.7347 | 2.8061 | 1.2389 | 0.35
DATACENTER_SMALL_LOW_ITE | ASHRAE_901_2004 | 3 | DIFFERENTIAL_ENTHALPY | 0.11429 | 0.057143 | FALSE | FALSE | 1.6122 | 3.1122 | 1.2389 | 0.35
DATACENTER_SMALL_LOW_ITE | ASHRAE_901_2004 | 4 | DIFFERENTIAL_ENTHALPY | 0.11429 | 0.057143 | FALSE | FALSE | 1.4898 | 3.4184 | 1.2389 | 0.35
DATACENTER_SMALL_LOW_ITE | ASHRAE_901_2004 | 5 | DIFFERENTIAL_ENTHALPY | 0.11429 | 0.057143 | FALSE | FALSE | 1.3673 | 3.7245 | 1.2389 | 0.35
DATACENTER_SMALL_LOW_ITE | ASHRAE_901_2004 | 6 | DIFFERENTIAL_ENTHALPY | 0.11429 | 0.057143 | FALSE | FALSE | 1.2449 | 4.0306 | 1.2389 | 0.35
DATACENTER_SMALL_LOW_ITE | ASHRAE_901_2004 | 7 | DIFFERENTIAL_ENTHALPY | 0.11429 | 0.057143 | FALSE | FALSE | 1.1224 | 4.3367 | 1.2389 | 0.35
DATACENTER_SMALL_LOW_ITE | ASHRAE_901_2004 | 8 | DIFFERENTIAL_ENTHALPY | 0.11429 | 0.057143 | FALSE | FALSE | 1 | 4.6429 | 1.2389 | 0.35
DATACENTER_SMALL_LOW_ITE | ASHRAE_901_2007 | 1 | NO_ECONOMIZER | 0.17143 | 0.085714 | FALSE | FALSE | 2.2857 | 2.5 | 1.2311 | 0.35
DATACENTER_SMALL_LOW_ITE | ASHRAE_901_2007 | 2 | NO_ECONOMIZER | 0.17143 | 0.085714 | FALSE | FALSE | 2.102 | 2.9592 | 1.2311 | 0.35
DATACENTER_SMALL_LOW_ITE | ASHRAE_901_2007 | 3 | DIFFERENTIAL_ENTHALPY | 0.17143 | 0.085714 | FALSE | FALSE | 1.9184 | 3.4184 | 1.2311 | 0.35
DATACENTER_SMALL_LOW_ITE | ASHRAE_901_2007 | 4 | DIFFERENTIAL_ENTHALPY | 0.17143 | 0.085714 | FALSE | FALSE | 1.7347 | 3.8776 | 1.2311 | 0.35
DATACENTER_SMALL_LOW_ITE | ASHRAE_901_2007 | 5 | DIFFERENTIAL_ENTHALPY | 0.17143 | 0.085714 | FALSE | FALSE | 1.551 | 4.3367 | 1.2311 | 0.35
DATACENTER_SMALL_LOW_ITE | ASHRAE_901_2007 | 6 | DIFFERENTIAL_ENTHALPY | 0.17143 | 0.085714 | FALSE | FALSE | 1.3673 | 4.7959 | 1.2311 | 0.35
DATACENTER_SMALL_LOW_ITE | ASHRAE_901_2007 | 7 | DIFFERENTIAL_ENTHALPY | 0.17143 | 0.085714 | FALSE | FALSE | 1.1837 | 5.2551 | 1.2311 | 0.35
DATACENTER_SMALL_LOW_ITE | ASHRAE_901_2007 | 8 | DIFFERENTIAL_ENTHALPY | 0.17143 | 0.085714 | FALSE | FALSE | 1 | 5.7143 | 1.2311 | 0.35
DATACENTER_SMALL_LOW_ITE | ASHRAE_901_2010 | 1 | NO_ECONOMIZER | 0.22857 | 0.11429 | FALSE | FALSE | 2.7143 | 2.5 | 1.2233 | 0.35
DATACENTER_SMALL_LOW_ITE | ASHRAE_901_2010 | 2 | NO_ECONOMIZER | 0.22857 | 0.11429 | FALSE | FALSE | 2.4694 | 3.1122 | 1.2233 | 0.35
DATACENTER_SMALL_LOW_ITE | ASHRAE_901_2010 | 3 | DIFFERENTIAL_ENTHALPY | 0.22857 | 0.11429 | FALSE | FALSE | 2.2245 | 3.7245 | 1.2233 | 0.35
DATACENTER_SMALL_LOW_ITE | ASHRAE_901_2010 | 4 | DIFFERENTIAL_ENTHALPY | 0.22857 | 0.11429 | FALSE | FALSE | 1.9796 | 4.3367 | 1.2233 | 0.35
DATACENTER_SMALL_LOW_ITE | ASHRAE_901_2010 | 5 | DIFFERENTIAL_ENTHALPY | 0.22857 | 0.11429 | FALSE | FALSE | 1.7347 | 4.949 | 1.2233 | 0.35
DATACENTER_SMALL_LOW_ITE | ASHRAE_901_2010 | 6 | DIFFERENTIAL_ENTHALPY | 0.22857 | 0.11429 | FALSE | FALSE | 1.4898 | 5.5612 | 1.2233 | 0.35
DATACENTER_SMALL_LOW_ITE | ASHRAE_901_2010 | 7 | DIFFERENTIAL_ENTHALPY | 0.22857 | 0.11429 | FALSE | FALSE | 1.2449 | 6.1735 | 1.2233 | 0.35
DATACENTER_SMALL_LOW_ITE | ASHRAE_901_2010 | 8 | DIFFERENTIAL_ENTHALPY | 0.22857 | 0.11429 | FALSE | FALSE | 1 | 6.7857 | 1.2233 | 0.35
DATACENTER_SMALL_LOW_ITE | ASHRAE_901_2013 | 1 | NO_ECONOMIZER | 0.28571 | 0.14286 | FALSE | FALSE | 3.1429 | 2.5 | 1.2156 | 0.35
DATACENTER_SMALL_LOW_ITE | ASHRAE_901_2013 | 2 | NO_ECONOMIZER | 0.28571 | 0.14286 | FALSE | FALSE | 2.8367 | 3.2653 | 1.2156 | 0.35
DATACENTER_SMALL_LOW_ITE | ASHRAE_901_2013 | 3 | DIFFERENTIAL_ENTHALPY | 0.28571 | 0.14286 | FALSE | FALSE | 2.5306 | 4.0306 | 1.2156 | 0.35
DATACENTER_SMALL_LOW_ITE | ASHRAE_901_2013 | 4 | DIFFERENTIAL_ENTHALPY | 0.28571 | 0.14286 | FALSE | FALSE | 2.2245 | 4.7959 | 1.2156 | 0.35
DATACENTER_SMALL_LOW_ITE | ASHRAE_901_2013 | 5 | DIFFERENTIAL_ENTHALPY | 0.28571 | 0.14286 | FALSE | FALSE | 1.9184 | 5.5612 | 1.2156 | 0.35
DATACENTER_SMALL_LOW_ITE | ASHRAE_901_2013 | 6 | DIFFERENTIAL_ENTHALPY | 0.28571 | 0.14286 | FALSE | FALSE | 1.6122 | 6.3265 | 1.2156 | 0.35
DATACENTER_SMALL_LOW_ITE | ASHRAE_901_2013 | 7 | DIFFERENTIAL_ENTHALPY | 0.28571 | 0.14286 | FALSE | FALSE | 1.3061 | 7.0918 | 1.2156 | 0.35
DATACENTER_SMALL_LOW_ITE | ASHRAE_901_2013 | 8 | DIFFERENTIAL_ENTHALPY | 0.28571 | 0.14286 | FALSE | FALSE | 1 | 7.8571 | 1.2156 | 0.35
DATACENTER_SMALL_LOW_ITE | ASHRAE_901_2016 | 1 | NO_ECONOMIZER | 0.34286 | 0.17143 | FALSE | FALSE | 3.5714 | 2.5 | 1.2078 | 0.35
DATACENTER_SMALL_LOW_ITE | ASHRAE_901_2016 | 2 | NO_ECONOMIZER | 0.34286 | 0.17143 | FALSE | FALSE | 3.2041 | 3.4184 | 1.2078 | 0.35
DATACENTER_SMALL_LOW_ITE | ASHRAE_901_2016 | 3 | DIFFERENTIAL_ENTHALPY | 0.34286 | 0.17143 | FALSE | FALSE | 2.8367 | 4.3367 | 1.2078 | 0.35
DATACENTER_SMALL_LOW_ITE | ASHRAE_901_2016 | 4 | DIFFERENTIAL_ENTHALPY | 0.34286 | 0.17143 | FALSE | FALSE | 2.4694 | 5.2551 | 1.2078 | 0.35
DATACENTER_SMALL_LOW_ITE | ASHRAE_901_2016 | 5 | DIFFERENTIAL_ENTHALPY | 0.34286 | 0.17143 | FALSE | FALSE | 2.102 | 6.1735 | 1.2078 | 0.35
DATACENTER_SMALL_LOW_ITE | ASHRAE_901_2016 | 6 | DIFFERENTIAL_ENTHALPY | 0.34286 | 0.17143 | FALSE | FALSE | 1.7347 | 7.0918 | 1.2078 | 0.35
DATACENTER_SMALL_LOW_ITE | ASHRAE_901_2016 | 7 | DIFFERENTIAL_ENTHALPY | 0.34286 | 0.17143 | FALSE | FALSE | 1.3673 | 8.0102 | 1.2078 | 0.35
DATACENTER_SMALL_LOW_ITE | ASHRAE_901_2016 | 8 | DIFFERENTIAL_ENTHALPY | 0.34286 | 0.17143 | FALSE | FALSE | 1 | 8.9286 | 1.2078 | 0.35
DATACENTER_SMALL_LOW_ITE | ASHRAE_901_2019 | 1 | NO_ECONOMIZER | 0.4 | 0.2 | FALSE | FALSE | 4 | 2.5 | 1.2 | 0.35
DATACENTER_SMALL_LOW_ITE | ASHRAE_901_2019 | 2 | NO_ECONOMIZER | 0.4 | 0.2 | FALSE | FALSE | 3.5714 | 3.5714 | 1.2 | 0.35
DATACENTER_SMALL_LOW_ITE | ASHRAE_901_2019 | 3 | DIFFERENTIAL_ENTHALPY | 0.4 | 0.2 | FALSE | FALSE | 3.1429 | 4.6429 | 1.2 | 0.35
DATACENTER_SMALL_LOW_ITE | ASHRAE_901_2019 | 4 | DIFFERENTIAL_ENTHALPY | 0.4 | 0.2 | FALSE | FALSE | 2.7143 | 5.7143 | 1.2 | 0.35
DATACENTER_SMALL_LOW_ITE | ASHRAE_901_2019 | 5 | DIFFERENTIAL_ENTHALPY | 0.4 | 0.2 | FALSE | FALSE | 2.2857 | 6.7857 | 1.2 | 0.35
DATACENTER_SMALL_LOW_ITE | ASHRAE_901_2019 | 6 | DIFFERENTIAL_ENTHALPY | 0.4 | 0.2 | FALSE | FALSE | 1.8571 | 7.8571 | 1.2 | 0.35
DATACENTER_SMALL_LOW_ITE | ASHRAE_901_2019 | 7 | DIFFERENTIAL_ENTHALPY | 0.4 | 0.2 | FALSE | FALSE | 1.4286 | 8.9286 | 1.2 | 0.35
DATACENTER_SMALL_LOW_ITE | ASHRAE_901_2019 | 8 | DIFFERENTIAL_ENTHALPY | 0.4 | 0.2 | FALSE | FALSE | 1 | 10 | 1.2 | 0.35
DATACENTER_SMALL_LOW_ITE | CBECS_1980_2004 | 1 | NO_ECONOMIZER | 0.057143 | 0.028571 | FALSE | FALSE | 1.4286 | 2.5 | 1.2467 | 0.35
DATACENTER_SMALL_LOW_ITE | CBECS_1980_2004 | 2 | NO_ECONOMIZER | 0.057143 | 0.028571 | FALSE | FALSE | 1.3673 | 2.6531 | 1.2467 | 0.35
DATACENTER_SMALL_LOW_ITE | CBECS_1980_2004 | 3 | NO_ECONOMIZER | 0.057143 | 0.028571 | FALSE | FALSE | 1.3061 | 2.8061 | 1.2467 | 0.35
DATACENTER_SMALL_LOW_ITE | CBECS_1980_2004 | 4 | NO_ECONOMIZER | 0.057143 | 0.028571 | FALSE | FALSE | 1.2449 | 2.9592 | 1.2467 | 0.35
DATACENTER_SMALL_LOW_ITE | CBECS_1980_2004 | 5 | NO_ECONOMIZER | 0.057143 | 0.028571 | FALSE | FALSE | 1.1837 | 3.1122 | 1.2467 | 0.35
DATACENTER_SMALL_LOW_ITE | CBECS_1980_2004 | 6 | NO_ECONOMIZER | 0.057143 | 0.028571 | FALSE | FALSE | 1.1224 | 3.2653 | 1.2467 | 0.35
DATACENTER_SMALL_LOW_ITE | CBECS_1980_2004 | 7 | NO_ECONOMIZER | 0.057143 | 0.028571 | FALSE | FALSE | 1.0612 | 3.4184 | 1.2467 | 0.35
DATACENTER_SMALL_LOW_ITE | CBECS_1980_2004 | 8 | NO_ECONOMIZER | 0.057143 | 0.028571 | FALSE | FALSE | 1 | 3.5714 | 1.2467 | 0.35
DATACENTER_SMALL_LOW_ITE | CBECS_PRE_1980 | 1 | NO_ECONOMIZER | 0 | 0 | FALSE | FALSE | 1 | 2.5 | 1.2545 | 0.35
DATACENTER_SMALL_LOW_ITE | CBECS_PRE_1980 | 2 | NO_ECONOMIZER | 0 | 0 | FALSE | FALSE | 1 | 2.5 | 1.2545 | 0.35
DATACENTER_SMALL_LOW_ITE | CBECS_PRE_1980 | 3 | NO_ECONOMIZER | 0 | 0 | FALSE | FALSE | 1 | 2.5 | 1.2545 | 0.35
DATACENTER_SMALL_LOW_ITE | CBECS_PRE_1980 | 4 | NO_ECONOMIZER | 0 | 0 | FALSE | FALSE | 1 | 2.5 | 1.2545 | 0.35
DATACENTER_SMALL_LOW_ITE | CBECS_PRE_1980 | 5 | NO_ECONOMIZER | 0 | 0 | FALSE | FALSE | 1 | 2.5 | 1.2545 | 0.35
DATACENTER_SMALL_LOW_ITE | CBECS_PRE_1980 | 6 | NO_ECONOMIZER | 0 | 0 | FALSE | FALSE | 1 | 2.5 | 1.2545 | 0.35
DATACENTER_SMALL_LOW_ITE | CBECS_PRE_1980 | 7 | NO_ECONOMIZER | 0 | 0 | FALSE | FALSE | 1 | 2.5 | 1.2545 | 0.35
DATACENTER_SMALL_LOW_ITE | CBECS_PRE_1980 | 8 | NO_ECONOMIZER | 0 | 0 | FALSE | FALSE | 1 | 2.5 | 1.2545 | 0.35
EDUCATION_COLLEGE | ASHRAE_901_2004 | 1 | NO_ECONOMIZER | 0.11429 | 0.057143 | TRUE | TRUE | 1.8571 | 2.5 | 1.301 | 0.35
EDUCATION_COLLEGE | ASHRAE_901_2004 | 2 | NO_ECONOMIZER | 0.11429 | 0.057143 | TRUE | TRUE | 1.7347 | 2.8061 | 1.301 | 0.35
EDUCATION_COLLEGE | ASHRAE_901_2004 | 3 | DIFFERENTIAL_DRY_BULB | 0.11429 | 0.057143 | TRUE | TRUE | 1.6122 | 3.1122 | 1.301 | 0.35
EDUCATION_COLLEGE | ASHRAE_901_2004 | 4 | DIFFERENTIAL_DRY_BULB | 0.11429 | 0.057143 | TRUE | TRUE | 1.4898 | 3.4184 | 1.301 | 0.35
EDUCATION_COLLEGE | ASHRAE_901_2004 | 5 | DIFFERENTIAL_DRY_BULB | 0.11429 | 0.057143 | TRUE | TRUE | 1.3673 | 3.7245 | 1.301 | 0.35
EDUCATION_COLLEGE | ASHRAE_901_2004 | 6 | DIFFERENTIAL_DRY_BULB | 0.11429 | 0.057143 | TRUE | TRUE | 1.2449 | 4.0306 | 1.301 | 0.35
EDUCATION_COLLEGE | ASHRAE_901_2004 | 7 | DIFFERENTIAL_DRY_BULB | 0.11429 | 0.057143 | TRUE | TRUE | 1.1224 | 4.3367 | 1.301 | 0.35
EDUCATION_COLLEGE | ASHRAE_901_2004 | 8 | DIFFERENTIAL_DRY_BULB | 0.11429 | 0.057143 | TRUE | TRUE | 1 | 4.6429 | 1.301 | 0.35
EDUCATION_COLLEGE | ASHRAE_901_2007 | 1 | NO_ECONOMIZER | 0.17143 | 0.085714 | TRUE | TRUE | 2.2857 | 2.5 | 1.2808 | 0.35
EDUCATION_COLLEGE | ASHRAE_901_2007 | 2 | NO_ECONOMIZER | 0.17143 | 0.085714 | TRUE | TRUE | 2.102 | 2.9592 | 1.2808 | 0.35
EDUCATION_COLLEGE | ASHRAE_901_2007 | 3 | DIFFERENTIAL_DRY_BULB | 0.17143 | 0.085714 | TRUE | TRUE | 1.9184 | 3.4184 | 1.2808 | 0.35
EDUCATION_COLLEGE | ASHRAE_901_2007 | 4 | DIFFERENTIAL_DRY_BULB | 0.17143 | 0.085714 | TRUE | TRUE | 1.7347 | 3.8776 | 1.2808 | 0.35
EDUCATION_COLLEGE | ASHRAE_901_2007 | 5 | DIFFERENTIAL_DRY_BULB | 0.17143 | 0.085714 | TRUE | TRUE | 1.551 | 4.3367 | 1.2808 | 0.35
EDUCATION_COLLEGE | ASHRAE_901_2007 | 6 | DIFFERENTIAL_DRY_BULB | 0.17143 | 0.085714 | TRUE | TRUE | 1.3673 | 4.7959 | 1.2808 | 0.35
EDUCATION_COLLEGE | ASHRAE_901_2007 | 7 | DIFFERENTIAL_DRY_BULB | 0.17143 | 0.085714 | TRUE | TRUE | 1.1837 | 5.2551 | 1.2808 | 0.35
EDUCATION_COLLEGE | ASHRAE_901_2007 | 8 | DIFFERENTIAL_DRY_BULB | 0.17143 | 0.085714 | TRUE | TRUE | 1 | 5.7143 | 1.2808 | 0.35
EDUCATION_COLLEGE | ASHRAE_901_2010 | 1 | NO_ECONOMIZER | 0.22857 | 0.11429 | TRUE | TRUE | 2.7143 | 2.5 | 1.2606 | 0.35
EDUCATION_COLLEGE | ASHRAE_901_2010 | 2 | NO_ECONOMIZER | 0.22857 | 0.11429 | TRUE | TRUE | 2.4694 | 3.1122 | 1.2606 | 0.35
EDUCATION_COLLEGE | ASHRAE_901_2010 | 3 | DIFFERENTIAL_DRY_BULB | 0.22857 | 0.11429 | TRUE | TRUE | 2.2245 | 3.7245 | 1.2606 | 0.35
EDUCATION_COLLEGE | ASHRAE_901_2010 | 4 | DIFFERENTIAL_DRY_BULB | 0.22857 | 0.11429 | TRUE | TRUE | 1.9796 | 4.3367 | 1.2606 | 0.35
EDUCATION_COLLEGE | ASHRAE_901_2010 | 5 | DIFFERENTIAL_DRY_BULB | 0.22857 | 0.11429 | TRUE | TRUE | 1.7347 | 4.949 | 1.2606 | 0.35
EDUCATION_COLLEGE | ASHRAE_901_2010 | 6 | DIFFERENTIAL_DRY_BULB | 0.22857 | 0.11429 | TRUE | TRUE | 1.4898 | 5.5612 | 1.2606 | 0.35
EDUCATION_COLLEGE | ASHRAE_901_2010 | 7 | DIFFERENTIAL_DRY_BULB | 0.22857 | 0.11429 | TRUE | TRUE | 1.2449 | 6.1735 | 1.2606 | 0.35
EDUCATION_COLLEGE | ASHRAE_901_2010 | 8 | DIFFERENTIAL_DRY_BULB | 0.22857 | 0.11429 | TRUE | TRUE | 1 | 6.7857 | 1.2606 | 0.35
EDUCATION_COLLEGE | ASHRAE_901_2013 | 1 | NO_ECONOMIZER | 0.28571 | 0.14286 | TRUE | TRUE | 3.1429 | 2.5 | 1.2404 | 0.35
EDUCATION_COLLEGE | ASHRAE_901_2013 | 2 | NO_ECONOMIZER | 0.28571 | 0.14286 | TRUE | TRUE | 2.8367 | 3.2653 | 1.2404 | 0.35
EDUCATION_COLLEGE | ASHRAE_901_2013 | 3 | DIFFERENTIAL_DRY_BULB | 0.28571 | 0.14286 | TRUE | TRUE | 2.5306 | 4.0306 | 1.2404 | 0.35
EDUCATION_COLLEGE | ASHRAE_901_2013 | 4 | DIFFERENTIAL_DRY_BULB | 0.28571 | 0.14286 | TRUE | TRUE | 2.2245 | 4.7959 | 1.2404 | 0.35
EDUCATION_COLLEGE | ASHRAE_901_2013 | 5 | DIFFERENTIAL_DRY_BULB | 0.28571 | 0.14286 | TRUE | TRUE | 1.9184 | 5.5612 | 1.2404 | 0.35
EDUCATION_COLLEGE | ASHRAE_901_2013 | 6 | DIFFERENTIAL_DRY_BULB | 0.28571 | 0.14286 | TRUE | TRUE | 1.6122 | 6.3265 | 1.2404 | 0.35
EDUCATION_COLLEGE | ASHRAE_901_2013 | 7 | DIFFERENTIAL_DRY_BULB | 0.28571 | 0.14286 | TRUE | TRUE | 1.3061 | 7.0918 | 1.2404 | 0.35
EDUCATION_COLLEGE | ASHRAE_901_2013 | 8 | DIFFERENTIAL_DRY_BULB | 0.28571 | 0.14286 | TRUE | TRUE | 1 | 7.8571 | 1.2404 | 0.35
EDUCATION_COLLEGE | ASHRAE_901_2016 | 1 | NO_ECONOMIZER | 0.34286 | 0.17143 | TRUE | TRUE | 3.5714 | 2.5 | 1.2202 | 0.35
EDUCATION_COLLEGE | ASHRAE_901_2016 | 2 | NO_ECONOMIZER | 0.34286 | 0.17143 | TRUE | TRUE | 3.2041 | 3.4184 | 1.2202 | 0.35
EDUCATION_COLLEGE | ASHRAE_901_2016 | 3 | DIFFERENTIAL_DRY_BULB | 0.34286 | 0.17143 | TRUE | TRUE | 2.8367 | 4.3367 | 1.2202 | 0.35
EDUCATION_COLLEGE | ASHRAE_901_2016 | 4 | DIFFERENTIAL_DRY_BULB | 0.34286 | 0.17143 | TRUE | TRUE | 2.4694 | 5.2551 | 1.2202 | 0.35
EDUCATION_COLLEGE | ASHRAE_901_2016 | 5 | DIFFERENTIAL_DRY_BULB | 0.34286 | 0.17143 | TRUE | TRUE | 2.102 | 6.1735 | 1.2202 | 0.35
EDUCATION_COLLEGE | ASHRAE_901_2016 | 6 | DIFFERENTIAL_DRY_BULB | 0.34286 | 0.17143 | TRUE | TRUE | 1.7347 | 7.0918 | 1.2202 | 0.35
EDUCATION_COLLEGE | ASHRAE_901_2016 | 7 | DIFFERENTIAL_DRY_BULB | 0.34286 | 0.17143 | TRUE | TRUE | 1.3673 | 8.0102 | 1.2202 | 0.35
EDUCATION_COLLEGE | ASHRAE_901_2016 | 8 | DIFFERENTIAL_DRY_BULB | 0.34286 | 0.17143 | TRUE | TRUE | 1 | 8.9286 | 1.2202 | 0.35
EDUCATION_COLLEGE | ASHRAE_901_2019 | 1 | NO_ECONOMIZER | 0.4 | 0.2 | TRUE | TRUE | 4 | 2.5 | 1.2 | 0.35
EDUCATION_COLLEGE | ASHRAE_901_2019 | 2 | NO_ECONOMIZER | 0.4 | 0.2 | TRUE | TRUE | 3.5714 | 3.5714 | 1.2 | 0.35
EDUCATION_COLLEGE | ASHRAE_901_2019 | 3 | DIFFERENTIAL_DRY_BULB | 0.4 | 0.2 | TRUE | TRUE | 3.1429 | 4.6429 | 1.2 | 0.35
EDUCATION_COLLEGE | ASHRAE_901_2019 | 4 | DIFFERENTIAL_DRY_BULB | 0.4 | 0.2 | TRUE | TRUE | 2.7143 | 5.7143 | 1.2 | 0.35
EDUCATION_COLLEGE | ASHRAE_901_2019 | 5 | DIFFERENTIAL_DRY_BULB | 0.4 | 0.2 | TRUE | TRUE | 2.2857 | 6.7857 | 1.2 | 0.35
EDUCATION_COLLEGE | ASHRAE_901_2019 | 6 | DIFFERENTIAL_DRY_BULB | 0.4 | 0.2 | TRUE | TRUE | 1.8571 | 7.8571 | 1.2 | 0.35
EDUCATION_COLLEGE | ASHRAE_901_2019 | 7 | DIFFERENTIAL_DRY_BULB | 0.4 | 0.2 | TRUE | TRUE | 1.4286 | 8.9286 | 1.2 | 0.35
EDUCATION_COLLEGE | ASHRAE_901_2019 | 8 | DIFFERENTIAL_DRY_BULB | 0.4 | 0.2 | TRUE | TRUE | 1 | 10 | 1.2 | 0.35
EDUCATION_COLLEGE | CBECS_1980_2004 | 1 | NO_ECONOMIZER | 0.057143 | 0.028571 | FALSE | FALSE | 1.4286 | 2.5 | 1.3212 | 0.35
EDUCATION_COLLEGE | CBECS_1980_2004 | 2 | NO_ECONOMIZER | 0.057143 | 0.028571 | FALSE | FALSE | 1.3673 | 2.6531 | 1.3212 | 0.35
EDUCATION_COLLEGE | CBECS_1980_2004 | 3 | NO_ECONOMIZER | 0.057143 | 0.028571 | FALSE | FALSE | 1.3061 | 2.8061 | 1.3212 | 0.35
EDUCATION_COLLEGE | CBECS_1980_2004 | 4 | NO_ECONOMIZER | 0.057143 | 0.028571 | FALSE | FALSE | 1.2449 | 2.9592 | 1.3212 | 0.35
EDUCATION_COLLEGE | CBECS_1980_2004 | 5 | NO_ECONOMIZER | 0.057143 | 0.028571 | FALSE | FALSE | 1.1837 | 3.1122 | 1.3212 | 0.35
EDUCATION_COLLEGE | CBECS_1980_2004 | 6 | NO_ECONOMIZER | 0.057143 | 0.028571 | FALSE | FALSE | 1.1224 | 3.2653 | 1.3212 | 0.35
EDUCATION_COLLEGE | CBECS_1980_2004 | 7 | NO_ECONOMIZER | 0.057143 | 0.028571 | FALSE | FALSE | 1.0612 | 3.4184 | 1.3212 | 0.35
EDUCATION_COLLEGE | CBECS_1980_2004 | 8 | NO_ECONOMIZER | 0.057143 | 0.028571 | FALSE | FALSE | 1 | 3.5714 | 1.3212 | 0.35
EDUCATION_COLLEGE | CBECS_PRE_1980 | 1 | NO_ECONOMIZER | 0 | 0 | FALSE | FALSE | 1 | 2.5 | 1.3414 | 0.35
EDUCATION_COLLEGE | CBECS_PRE_1980 | 2 | NO_ECONOMIZER | 0 | 0 | FALSE | FALSE | 1 | 2.5 | 1.3414 | 0.35
EDUCATION_COLLEGE | CBECS_PRE_1980 | 3 | NO_ECONOMIZER | 0 | 0 | FALSE | FALSE | 1 | 2.5 | 1.3414 | 0.35
EDUCATION_COLLEGE | CBECS_PRE_1980 | 4 | NO_ECONOMIZER | 0 | 0 | FALSE | FALSE | 1 | 2.5 | 1.3414 | 0.35
EDUCATION_COLLEGE | CBECS_PRE_1980 | 5 | NO_ECONOMIZER | 0 | 0 | FALSE | FALSE | 1 | 2.5 | 1.3414 | 0.35
EDUCATION_COLLEGE | CBECS_PRE_1980 | 6 | NO_ECONOMIZER | 0 | 0 | FALSE | FALSE | 1 | 2.5 | 1.3414 | 0.35
EDUCATION_COLLEGE | CBECS_PRE_1980 | 7 | NO_ECONOMIZER | 0 | 0 | FALSE | FALSE | 1 | 2.5 | 1.3414 | 0.35
EDUCATION_COLLEGE | CBECS_PRE_1980 | 8 | NO_ECONOMIZER | 0 | 0 | FALSE | FALSE | 1 | 2.5 | 1.3414 | 0.35
EDUCATION_SCHOOL_PRIMARY | ASHRAE_901_2004 | 1 | NO_ECONOMIZER | 0.11429 | 0.057143 | TRUE | TRUE | 1.8571 | 2.5 | 1.3403 | 0.35
EDUCATION_SCHOOL_PRIMARY | ASHRAE_901_2004 | 2 | NO_ECONOMIZER | 0.11429 | 0.057143 | TRUE | TRUE | 1.7347 | 2.8061 | 1.3403 | 0.35
EDUCATION_SCHOOL_PRIMARY | ASHRAE_901_2004 | 3 | DIFFERENTIAL_DRY_BULB | 0.11429 | 0.057143 | TRUE | TRUE | 1.6122 | 3.1122 | 1.3403 | 0.35
EDUCATION_SCHOOL_PRIMARY | ASHRAE_901_2004 | 4 | DIFFERENTIAL_DRY_BULB | 0.11429 | 0.057143 | TRUE | TRUE | 1.4898 | 3.4184 | 1.3403 | 0.35
EDUCATION_SCHOOL_PRIMARY | ASHRAE_901_2004 | 5 | DIFFERENTIAL_DRY_BULB | 0.11429 | 0.057143 | TRUE | TRUE | 1.3673 | 3.7245 | 1.3403 | 0.35
EDUCATION_SCHOOL_PRIMARY | ASHRAE_901_2004 | 6 | DIFFERENTIAL_DRY_BULB | 0.11429 | 0.057143 | TRUE | TRUE | 1.2449 | 4.0306 | 1.3403 | 0.35
EDUCATION_SCHOOL_PRIMARY | ASHRAE_901_2004 | 7 | DIFFERENTIAL_DRY_BULB | 0.11429 | 0.057143 | TRUE | TRUE | 1.1224 | 4.3367 | 1.3403 | 0.35
EDUCATION_SCHOOL_PRIMARY | ASHRAE_901_2004 | 8 | DIFFERENTIAL_DRY_BULB | 0.11429 | 0.057143 | TRUE | TRUE | 1 | 4.6429 | 1.3403 | 0.35
EDUCATION_SCHOOL_PRIMARY | ASHRAE_901_2007 | 1 | NO_ECONOMIZER | 0.17143 | 0.085714 | TRUE | TRUE | 2.2857 | 2.5 | 1.3122 | 0.35
EDUCATION_SCHOOL_PRIMARY | ASHRAE_901_2007 | 2 | NO_ECONOMIZER | 0.17143 | 0.085714 | TRUE | TRUE | 2.102 | 2.9592 | 1.3122 | 0.35
EDUCATION_SCHOOL_PRIMARY | ASHRAE_901_2007 | 3 | DIFFERENTIAL_DRY_BULB | 0.17143 | 0.085714 | TRUE | TRUE | 1.9184 | 3.4184 | 1.3122 | 0.35
EDUCATION_SCHOOL_PRIMARY | ASHRAE_901_2007 | 4 | DIFFERENTIAL_DRY_BULB | 0.17143 | 0.085714 | TRUE | TRUE | 1.7347 | 3.8776 | 1.3122 | 0.35
EDUCATION_SCHOOL_PRIMARY | ASHRAE_901_2007 | 5 | DIFFERENTIAL_DRY_BULB | 0.17143 | 0.085714 | TRUE | TRUE | 1.551 | 4.3367 | 1.3122 | 0.35
EDUCATION_SCHOOL_PRIMARY | ASHRAE_901_2007 | 6 | DIFFERENTIAL_DRY_BULB | 0.17143 | 0.085714 | TRUE | TRUE | 1.3673 | 4.7959 | 1.3122 | 0.35
EDUCATION_SCHOOL_PRIMARY | ASHRAE_901_2007 | 7 | DIFFERENTIAL_DRY_BULB | 0.17143 | 0.085714 | TRUE | TRUE | 1.1837 | 5.2551 | 1.3122 | 0.35
EDUCATION_SCHOOL_PRIMARY | ASHRAE_901_2007 | 8 | DIFFERENTIAL_DRY_BULB | 0.17143 | 0.085714 | TRUE | TRUE | 1 | 5.7143 | 1.3122 | 0.35
EDUCATION_SCHOOL_PRIMARY | ASHRAE_901_2010 | 1 | NO_ECONOMIZER | 0.22857 | 0.11429 | TRUE | TRUE | 2.7143 | 2.5 | 1.2842 | 0.35
EDUCATION_SCHOOL_PRIMARY | ASHRAE_901_2010 | 2 | NO_ECONOMIZER | 0.22857 | 0.11429 | TRUE | TRUE | 2.4694 | 3.1122 | 1.2842 | 0.35
EDUCATION_SCHOOL_PRIMARY | ASHRAE_901_2010 | 3 | DIFFERENTIAL_DRY_BULB | 0.22857 | 0.11429 | TRUE | TRUE | 2.2245 | 3.7245 | 1.2842 | 0.35
EDUCATION_SCHOOL_PRIMARY | ASHRAE_901_2010 | 4 | DIFFERENTIAL_DRY_BULB | 0.22857 | 0.11429 | TRUE | TRUE | 1.9796 | 4.3367 | 1.2842 | 0.35
EDUCATION_SCHOOL_PRIMARY | ASHRAE_901_2010 | 5 | DIFFERENTIAL_DRY_BULB | 0.22857 | 0.11429 | TRUE | TRUE | 1.7347 | 4.949 | 1.2842 | 0.35
EDUCATION_SCHOOL_PRIMARY | ASHRAE_901_2010 | 6 | DIFFERENTIAL_DRY_BULB | 0.22857 | 0.11429 | TRUE | TRUE | 1.4898 | 5.5612 | 1.2842 | 0.35
EDUCATION_SCHOOL_PRIMARY | ASHRAE_901_2010 | 7 | DIFFERENTIAL_DRY_BULB | 0.22857 | 0.11429 | TRUE | TRUE | 1.2449 | 6.1735 | 1.2842 | 0.35
EDUCATION_SCHOOL_PRIMARY | ASHRAE_901_2010 | 8 | DIFFERENTIAL_DRY_BULB | 0.22857 | 0.11429 | TRUE | TRUE | 1 | 6.7857 | 1.2842 | 0.35
EDUCATION_SCHOOL_PRIMARY | ASHRAE_901_2013 | 1 | NO_ECONOMIZER | 0.28571 | 0.14286 | TRUE | TRUE | 3.1429 | 2.5 | 1.2561 | 0.35
EDUCATION_SCHOOL_PRIMARY | ASHRAE_901_2013 | 2 | NO_ECONOMIZER | 0.28571 | 0.14286 | TRUE | TRUE | 2.8367 | 3.2653 | 1.2561 | 0.35
EDUCATION_SCHOOL_PRIMARY | ASHRAE_901_2013 | 3 | DIFFERENTIAL_DRY_BULB | 0.28571 | 0.14286 | TRUE | TRUE | 2.5306 | 4.0306 | 1.2561 | 0.35
EDUCATION_SCHOOL_PRIMARY | ASHRAE_901_2013 | 4 | DIFFERENTIAL_DRY_BULB | 0.28571 | 0.14286 | TRUE | TRUE | 2.2245 | 4.7959 | 1.2561 | 0.35
EDUCATION_SCHOOL_PRIMARY | ASHRAE_901_2013 | 5 | DIFFERENTIAL_DRY_BULB | 0.28571 | 0.14286 | TRUE | TRUE | 1.9184 | 5.5612 | 1.2561 | 0.35
EDUCATION_SCHOOL_PRIMARY | ASHRAE_901_2013 | 6 | DIFFERENTIAL_DRY_BULB | 0.28571 | 0.14286 | TRUE | TRUE | 1.6122 | 6.3265 | 1.2561 | 0.35
EDUCATION_SCHOOL_PRIMARY | ASHRAE_901_2013 | 7 | DIFFERENTIAL_DRY_BULB | 0.28571 | 0.14286 | TRUE | TRUE | 1.3061 | 7.0918 | 1.2561 | 0.35
EDUCATION_SCHOOL_PRIMARY | ASHRAE_901_2013 | 8 | DIFFERENTIAL_DRY_BULB | 0.28571 | 0.14286 | TRUE | TRUE | 1 | 7.8571 | 1.2561 | 0.35
EDUCATION_SCHOOL_PRIMARY | ASHRAE_901_2016 | 1 | NO_ECONOMIZER | 0.34286 | 0.17143 | TRUE | TRUE | 3.5714 | 2.5 | 1.2281 | 0.35
EDUCATION_SCHOOL_PRIMARY | ASHRAE_901_2016 | 2 | NO_ECONOMIZER | 0.34286 | 0.17143 | TRUE | TRUE | 3.2041 | 3.4184 | 1.2281 | 0.35
EDUCATION_SCHOOL_PRIMARY | ASHRAE_901_2016 | 3 | DIFFERENTIAL_DRY_BULB | 0.34286 | 0.17143 | TRUE | TRUE | 2.8367 | 4.3367 | 1.2281 | 0.35
EDUCATION_SCHOOL_PRIMARY | ASHRAE_901_2016 | 4 | DIFFERENTIAL_DRY_BULB | 0.34286 | 0.17143 | TRUE | TRUE | 2.4694 | 5.2551 | 1.2281 | 0.35
EDUCATION_SCHOOL_PRIMARY | ASHRAE_901_2016 | 5 | DIFFERENTIAL_DRY_BULB | 0.34286 | 0.17143 | TRUE | TRUE | 2.102 | 6.1735 | 1.2281 | 0.35
EDUCATION_SCHOOL_PRIMARY | ASHRAE_901_2016 | 6 | DIFFERENTIAL_DRY_BULB | 0.34286 | 0.17143 | TRUE | TRUE | 1.7347 | 7.0918 | 1.2281 | 0.35
EDUCATION_SCHOOL_PRIMARY | ASHRAE_901_2016 | 7 | DIFFERENTIAL_DRY_BULB | 0.34286 | 0.17143 | TRUE | TRUE | 1.3673 | 8.0102 | 1.2281 | 0.35
EDUCATION_SCHOOL_PRIMARY | ASHRAE_901_2016 | 8 | DIFFERENTIAL_DRY_BULB | 0.34286 | 0.17143 | TRUE | TRUE | 1 | 8.9286 | 1.2281 | 0.35
EDUCATION_SCHOOL_PRIMARY | ASHRAE_901_2019 | 1 | NO_ECONOMIZER | 0.4 | 0.2 | TRUE | TRUE | 4 | 2.5 | 1.2 | 0.35
EDUCATION_SCHOOL_PRIMARY | ASHRAE_901_2019 | 2 | NO_ECONOMIZER | 0.4 | 0.2 | TRUE | TRUE | 3.5714 | 3.5714 | 1.2 | 0.35
EDUCATION_SCHOOL_PRIMARY | ASHRAE_901_2019 | 3 | DIFFERENTIAL_DRY_BULB | 0.4 | 0.2 | TRUE | TRUE | 3.1429 | 4.6429 | 1.2 | 0.35
EDUCATION_SCHOOL_PRIMARY | ASHRAE_901_2019 | 4 | DIFFERENTIAL_DRY_BULB | 0.4 | 0.2 | TRUE | TRUE | 2.7143 | 5.7143 | 1.2 | 0.35
EDUCATION_SCHOOL_PRIMARY | ASHRAE_901_2019 | 5 | DIFFERENTIAL_DRY_BULB | 0.4 | 0.2 | TRUE | TRUE | 2.2857 | 6.7857 | 1.2 | 0.35
EDUCATION_SCHOOL_PRIMARY | ASHRAE_901_2019 | 6 | DIFFERENTIAL_DRY_BULB | 0.4 | 0.2 | TRUE | TRUE | 1.8571 | 7.8571 | 1.2 | 0.35
EDUCATION_SCHOOL_PRIMARY | ASHRAE_901_2019 | 7 | DIFFERENTIAL_DRY_BULB | 0.4 | 0.2 | TRUE | TRUE | 1.4286 | 8.9286 | 1.2 | 0.35
EDUCATION_SCHOOL_PRIMARY | ASHRAE_901_2019 | 8 | DIFFERENTIAL_DRY_BULB | 0.4 | 0.2 | TRUE | TRUE | 1 | 10 | 1.2 | 0.35
EDUCATION_SCHOOL_PRIMARY | CBECS_1980_2004 | 1 | NO_ECONOMIZER | 0.057143 | 0.028571 | FALSE | FALSE | 1.4286 | 2.5 | 1.3683 | 0.35
EDUCATION_SCHOOL_PRIMARY | CBECS_1980_2004 | 2 | NO_ECONOMIZER | 0.057143 | 0.028571 | FALSE | FALSE | 1.3673 | 2.6531 | 1.3683 | 0.35
EDUCATION_SCHOOL_PRIMARY | CBECS_1980_2004 | 3 | NO_ECONOMIZER | 0.057143 | 0.028571 | FALSE | FALSE | 1.3061 | 2.8061 | 1.3683 | 0.35
EDUCATION_SCHOOL_PRIMARY | CBECS_1980_2004 | 4 | NO_ECONOMIZER | 0.057143 | 0.028571 | FALSE | FALSE | 1.2449 | 2.9592 | 1.3683 | 0.35
EDUCATION_SCHOOL_PRIMARY | CBECS_1980_2004 | 5 | NO_ECONOMIZER | 0.057143 | 0.028571 | FALSE | FALSE | 1.1837 | 3.1122 | 1.3683 | 0.35
EDUCATION_SCHOOL_PRIMARY | CBECS_1980_2004 | 6 | NO_ECONOMIZER | 0.057143 | 0.028571 | FALSE | FALSE | 1.1224 | 3.2653 | 1.3683 | 0.35
EDUCATION_SCHOOL_PRIMARY | CBECS_1980_2004 | 7 | NO_ECONOMIZER | 0.057143 | 0.028571 | FALSE | FALSE | 1.0612 | 3.4184 | 1.3683 | 0.35
EDUCATION_SCHOOL_PRIMARY | CBECS_1980_2004 | 8 | NO_ECONOMIZER | 0.057143 | 0.028571 | FALSE | FALSE | 1 | 3.5714 | 1.3683 | 0.35
EDUCATION_SCHOOL_PRIMARY | CBECS_PRE_1980 | 1 | NO_ECONOMIZER | 0 | 0 | FALSE | FALSE | 1 | 2.5 | 1.3964 | 0.35
EDUCATION_SCHOOL_PRIMARY | CBECS_PRE_1980 | 2 | NO_ECONOMIZER | 0 | 0 | FALSE | FALSE | 1 | 2.5 | 1.3964 | 0.35
EDUCATION_SCHOOL_PRIMARY | CBECS_PRE_1980 | 3 | NO_ECONOMIZER | 0 | 0 | FALSE | FALSE | 1 | 2.5 | 1.3964 | 0.35
EDUCATION_SCHOOL_PRIMARY | CBECS_PRE_1980 | 4 | NO_ECONOMIZER | 0 | 0 | FALSE | FALSE | 1 | 2.5 | 1.3964 | 0.35
EDUCATION_SCHOOL_PRIMARY | CBECS_PRE_1980 | 5 | NO_ECONOMIZER | 0 | 0 | FALSE | FALSE | 1 | 2.5 | 1.3964 | 0.35
EDUCATION_SCHOOL_PRIMARY | CBECS_PRE_1980 | 6 | NO_ECONOMIZER | 0 | 0 | FALSE | FALSE | 1 | 2.5 | 1.3964 | 0.35
EDUCATION_SCHOOL_PRIMARY | CBECS_PRE_1980 | 7 | NO_ECONOMIZER | 0 | 0 | FALSE | FALSE | 1 | 2.5 | 1.3964 | 0.35
EDUCATION_SCHOOL_PRIMARY | CBECS_PRE_1980 | 8 | NO_ECONOMIZER | 0 | 0 | FALSE | FALSE | 1 | 2.5 | 1.3964 | 0.35
EDUCATION_SCHOOL_SECONDARY | ASHRAE_901_2004 | 1 | NO_ECONOMIZER | 0.11429 | 0.057143 | TRUE | TRUE | 1.8571 | 2.5 | 1.603 | 0.35
EDUCATION_SCHOOL_SECONDARY | ASHRAE_901_2004 | 2 | NO_ECONOMIZER | 0.11429 | 0.057143 | TRUE | TRUE | 1.7347 | 2.8061 | 1.603 | 0.35
EDUCATION_SCHOOL_SECONDARY | ASHRAE_901_2004 | 3 | DIFFERENTIAL_DRY_BULB | 0.11429 | 0.057143 | TRUE | TRUE | 1.6122 | 3.1122 | 1.603 | 0.35
EDUCATION_SCHOOL_SECONDARY | ASHRAE_901_2004 | 4 | DIFFERENTIAL_DRY_BULB | 0.11429 | 0.057143 | TRUE | TRUE | 1.4898 | 3.4184 | 1.603 | 0.35
EDUCATION_SCHOOL_SECONDARY | ASHRAE_901_2004 | 5 | DIFFERENTIAL_DRY_BULB | 0.11429 | 0.057143 | TRUE | TRUE | 1.3673 | 3.7245 | 1.603 | 0.35
EDUCATION_SCHOOL_SECONDARY | ASHRAE_901_2004 | 6 | DIFFERENTIAL_DRY_BULB | 0.11429 | 0.057143 | TRUE | TRUE | 1.2449 | 4.0306 | 1.603 | 0.35
EDUCATION_SCHOOL_SECONDARY | ASHRAE_901_2004 | 7 | DIFFERENTIAL_DRY_BULB | 0.11429 | 0.057143 | TRUE | TRUE | 1.1224 | 4.3367 | 1.603 | 0.35
EDUCATION_SCHOOL_SECONDARY | ASHRAE_901_2004 | 8 | DIFFERENTIAL_DRY_BULB | 0.11429 | 0.057143 | TRUE | TRUE | 1 | 4.6429 | 1.603 | 0.35
EDUCATION_SCHOOL_SECONDARY | ASHRAE_901_2007 | 1 | NO_ECONOMIZER | 0.17143 | 0.085714 | TRUE | TRUE | 2.2857 | 2.5 | 1.5224 | 0.35
EDUCATION_SCHOOL_SECONDARY | ASHRAE_901_2007 | 2 | NO_ECONOMIZER | 0.17143 | 0.085714 | TRUE | TRUE | 2.102 | 2.9592 | 1.5224 | 0.35
EDUCATION_SCHOOL_SECONDARY | ASHRAE_901_2007 | 3 | DIFFERENTIAL_DRY_BULB | 0.17143 | 0.085714 | TRUE | TRUE | 1.9184 | 3.4184 | 1.5224 | 0.35
EDUCATION_SCHOOL_SECONDARY | ASHRAE_901_2007 | 4 | DIFFERENTIAL_DRY_BULB | 0.17143 | 0.085714 | TRUE | TRUE | 1.7347 | 3.8776 | 1.5224 | 0.35
EDUCATION_SCHOOL_SECONDARY | ASHRAE_901_2007 | 5 | DIFFERENTIAL_DRY_BULB | 0.17143 | 0.085714 | TRUE | TRUE | 1.551 | 4.3367 | 1.5224 | 0.35
EDUCATION_SCHOOL_SECONDARY | ASHRAE_901_2007 | 6 | DIFFERENTIAL_DRY_BULB | 0.17143 | 0.085714 | TRUE | TRUE | 1.3673 | 4.7959 | 1.5224 | 0.35
EDUCATION_SCHOOL_SECONDARY | ASHRAE_901_2007 | 7 | DIFFERENTIAL_DRY_BULB | 0.17143 | 0.085714 | TRUE | TRUE | 1.1837 | 5.2551 | 1.5224 | 0.35
EDUCATION_SCHOOL_SECONDARY | ASHRAE_901_2007 | 8 | DIFFERENTIAL_DRY_BULB | 0.17143 | 0.085714 | TRUE | TRUE | 1 | 5.7143 | 1.5224 | 0.35
EDUCATION_SCHOOL_SECONDARY | ASHRAE_901_2010 | 1 | NO_ECONOMIZER | 0.22857 | 0.11429 | TRUE | TRUE | 2.7143 | 2.5 | 1.4418 | 0.35
EDUCATION_SCHOOL_SECONDARY | ASHRAE_901_2010 | 2 | NO_ECONOMIZER | 0.22857 | 0.11429 | TRUE | TRUE | 2.4694 | 3.1122 | 1.4418 | 0.35
EDUCATION_SCHOOL_SECONDARY | ASHRAE_901_2010 | 3 | DIFFERENTIAL_DRY_BULB | 0.22857 | 0.11429 | TRUE | TRUE | 2.2245 | 3.7245 | 1.4418 | 0.35
EDUCATION_SCHOOL_SECONDARY | ASHRAE_901_2010 | 4 | DIFFERENTIAL_DRY_BULB | 0.22857 | 0.11429 | TRUE | TRUE | 1.9796 | 4.3367 | 1.4418 | 0.35
EDUCATION_SCHOOL_SECONDARY | ASHRAE_901_2010 | 5 | DIFFERENTIAL_DRY_BULB | 0.22857 | 0.11429 | TRUE | TRUE | 1.7347 | 4.949 | 1.4418 | 0.35
EDUCATION_SCHOOL_SECONDARY | ASHRAE_901_2010 | 6 | DIFFERENTIAL_DRY_BULB | 0.22857 | 0.11429 | TRUE | TRUE | 1.4898 | 5.5612 | 1.4418 | 0.35
EDUCATION_SCHOOL_SECONDARY | ASHRAE_901_2010 | 7 | DIFFERENTIAL_DRY_BULB | 0.22857 | 0.11429 | TRUE | TRUE | 1.2449 | 6.1735 | 1.4418 | 0.35
EDUCATION_SCHOOL_SECONDARY | ASHRAE_901_2010 | 8 | DIFFERENTIAL_DRY_BULB | 0.22857 | 0.11429 | TRUE | TRUE | 1 | 6.7857 | 1.4418 | 0.35
EDUCATION_SCHOOL_SECONDARY | ASHRAE_901_2013 | 1 | NO_ECONOMIZER | 0.28571 | 0.14286 | TRUE | TRUE | 3.1429 | 2.5 | 1.3612 | 0.35
EDUCATION_SCHOOL_SECONDARY | ASHRAE_901_2013 | 2 | NO_ECONOMIZER | 0.28571 | 0.14286 | TRUE | TRUE | 2.8367 | 3.2653 | 1.3612 | 0.35
EDUCATION_SCHOOL_SECONDARY | ASHRAE_901_2013 | 3 | DIFFERENTIAL_DRY_BULB | 0.28571 | 0.14286 | TRUE | TRUE | 2.5306 | 4.0306 | 1.3612 | 0.35
EDUCATION_SCHOOL_SECONDARY | ASHRAE_901_2013 | 4 | DIFFERENTIAL_DRY_BULB | 0.28571 | 0.14286 | TRUE | TRUE | 2.2245 | 4.7959 | 1.3612 | 0.35
EDUCATION_SCHOOL_SECONDARY | ASHRAE_901_2013 | 5 | DIFFERENTIAL_DRY_BULB | 0.28571 | 0.14286 | TRUE | TRUE | 1.9184 | 5.5612 | 1.3612 | 0.35
EDUCATION_SCHOOL_SECONDARY | ASHRAE_901_2013 | 6 | DIFFERENTIAL_DRY_BULB | 0.28571 | 0.14286 | TRUE | TRUE | 1.6122 | 6.3265 | 1.3612 | 0.35
EDUCATION_SCHOOL_SECONDARY | ASHRAE_901_2013 | 7 | DIFFERENTIAL_DRY_BULB | 0.28571 | 0.14286 | TRUE | TRUE | 1.3061 | 7.0918 | 1.3612 | 0.35
EDUCATION_SCHOOL_SECONDARY | ASHRAE_901_2013 | 8 | DIFFERENTIAL_DRY_BULB | 0.28571 | 0.14286 | TRUE | TRUE | 1 | 7.8571 | 1.3612 | 0.35
EDUCATION_SCHOOL_SECONDARY | ASHRAE_901_2016 | 1 | NO_ECONOMIZER | 0.34286 | 0.17143 | TRUE | TRUE | 3.5714 | 2.5 | 1.2806 | 0.35
EDUCATION_SCHOOL_SECONDARY | ASHRAE_901_2016 | 2 | NO_ECONOMIZER | 0.34286 | 0.17143 | TRUE | TRUE | 3.2041 | 3.4184 | 1.2806 | 0.35
EDUCATION_SCHOOL_SECONDARY | ASHRAE_901_2016 | 3 | DIFFERENTIAL_DRY_BULB | 0.34286 | 0.17143 | TRUE | TRUE | 2.8367 | 4.3367 | 1.2806 | 0.35
EDUCATION_SCHOOL_SECONDARY | ASHRAE_901_2016 | 4 | DIFFERENTIAL_DRY_BULB | 0.34286 | 0.17143 | TRUE | TRUE | 2.4694 | 5.2551 | 1.2806 | 0.35
EDUCATION_SCHOOL_SECONDARY | ASHRAE_901_2016 | 5 | DIFFERENTIAL_DRY_BULB | 0.34286 | 0.17143 | TRUE | TRUE | 2.102 | 6.1735 | 1.2806 | 0.35
EDUCATION_SCHOOL_SECONDARY | ASHRAE_901_2016 | 6 | DIFFERENTIAL_DRY_BULB | 0.34286 | 0.17143 | TRUE | TRUE | 1.7347 | 7.0918 | 1.2806 | 0.35
EDUCATION_SCHOOL_SECONDARY | ASHRAE_901_2016 | 7 | DIFFERENTIAL_DRY_BULB | 0.34286 | 0.17143 | TRUE | TRUE | 1.3673 | 8.0102 | 1.2806 | 0.35
EDUCATION_SCHOOL_SECONDARY | ASHRAE_901_2016 | 8 | DIFFERENTIAL_DRY_BULB | 0.34286 | 0.17143 | TRUE | TRUE | 1 | 8.9286 | 1.2806 | 0.35
EDUCATION_SCHOOL_SECONDARY | ASHRAE_901_2019 | 1 | NO_ECONOMIZER | 0.4 | 0.2 | TRUE | TRUE | 4 | 2.5 | 1.2 | 0.35
EDUCATION_SCHOOL_SECONDARY | ASHRAE_901_2019 | 2 | NO_ECONOMIZER | 0.4 | 0.2 | TRUE | TRUE | 3.5714 | 3.5714 | 1.2 | 0.35
EDUCATION_SCHOOL_SECONDARY | ASHRAE_901_2019 | 3 | DIFFERENTIAL_DRY_BULB | 0.4 | 0.2 | TRUE | TRUE | 3.1429 | 4.6429 | 1.2 | 0.35
EDUCATION_SCHOOL_SECONDARY | ASHRAE_901_2019 | 4 | DIFFERENTIAL_DRY_BULB | 0.4 | 0.2 | TRUE | TRUE | 2.7143 | 5.7143 | 1.2 | 0.35
EDUCATION_SCHOOL_SECONDARY | ASHRAE_901_2019 | 5 | DIFFERENTIAL_DRY_BULB | 0.4 | 0.2 | TRUE | TRUE | 2.2857 | 6.7857 | 1.2 | 0.35
EDUCATION_SCHOOL_SECONDARY | ASHRAE_901_2019 | 6 | DIFFERENTIAL_DRY_BULB | 0.4 | 0.2 | TRUE | TRUE | 1.8571 | 7.8571 | 1.2 | 0.35
EDUCATION_SCHOOL_SECONDARY | ASHRAE_901_2019 | 7 | DIFFERENTIAL_DRY_BULB | 0.4 | 0.2 | TRUE | TRUE | 1.4286 | 8.9286 | 1.2 | 0.35
EDUCATION_SCHOOL_SECONDARY | ASHRAE_901_2019 | 8 | DIFFERENTIAL_DRY_BULB | 0.4 | 0.2 | TRUE | TRUE | 1 | 10 | 1.2 | 0.35
EDUCATION_SCHOOL_SECONDARY | CBECS_1980_2004 | 1 | NO_ECONOMIZER | 0.057143 | 0.028571 | FALSE | FALSE | 1.4286 | 2.5 | 1.6837 | 0.35
EDUCATION_SCHOOL_SECONDARY | CBECS_1980_2004 | 2 | NO_ECONOMIZER | 0.057143 | 0.028571 | FALSE | FALSE | 1.3673 | 2.6531 | 1.6837 | 0.35
EDUCATION_SCHOOL_SECONDARY | CBECS_1980_2004 | 3 | NO_ECONOMIZER | 0.057143 | 0.028571 | FALSE | FALSE | 1.3061 | 2.8061 | 1.6837 | 0.35
EDUCATION_SCHOOL_SECONDARY | CBECS_1980_2004 | 4 | NO_ECONOMIZER | 0.057143 | 0.028571 | FALSE | FALSE | 1.2449 | 2.9592 | 1.6837 | 0.35
EDUCATION_SCHOOL_SECONDARY | CBECS_1980_2004 | 5 | NO_ECONOMIZER | 0.057143 | 0.028571 | FALSE | FALSE | 1.1837 | 3.1122 | 1.6837 | 0.35
EDUCATION_SCHOOL_SECONDARY | CBECS_1980_2004 | 6 | NO_ECONOMIZER | 0.057143 | 0.028571 | FALSE | FALSE | 1.1224 | 3.2653 | 1.6837 | 0.35
EDUCATION_SCHOOL_SECONDARY | CBECS_1980_2004 | 7 | NO_ECONOMIZER | 0.057143 | 0.028571 | FALSE | FALSE | 1.0612 | 3.4184 | 1.6837 | 0.35
EDUCATION_SCHOOL_SECONDARY | CBECS_1980_2004 | 8 | NO_ECONOMIZER | 0.057143 | 0.028571 | FALSE | FALSE | 1 | 3.5714 | 1.6837 | 0.35
EDUCATION_SCHOOL_SECONDARY | CBECS_PRE_1980 | 1 | NO_ECONOMIZER | 0 | 0 | FALSE | FALSE | 1 | 2.5 | 1.7643 | 0.35
EDUCATION_SCHOOL_SECONDARY | CBECS_PRE_1980 | 2 | NO_ECONOMIZER | 0 | 0 | FALSE | FALSE | 1 | 2.5 | 1.7643 | 0.35
EDUCATION_SCHOOL_SECONDARY | CBECS_PRE_1980 | 3 | NO_ECONOMIZER | 0 | 0 | FALSE | FALSE | 1 | 2.5 | 1.7643 | 0.35
EDUCATION_SCHOOL_SECONDARY | CBECS_PRE_1980 | 4 | NO_ECONOMIZER | 0 | 0 | FALSE | FALSE | 1 | 2.5 | 1.7643 | 0.35
EDUCATION_SCHOOL_SECONDARY | CBECS_PRE_1980 | 5 | NO_ECONOMIZER | 0 | 0 | FALSE | FALSE | 1 | 2.5 | 1.7643 | 0.35
EDUCATION_SCHOOL_SECONDARY | CBECS_PRE_1980 | 6 | NO_ECONOMIZER | 0 | 0 | FALSE | FALSE | 1 | 2.5 | 1.7643 | 0.35
EDUCATION_SCHOOL_SECONDARY | CBECS_PRE_1980 | 7 | NO_ECONOMIZER | 0 | 0 | FALSE | FALSE | 1 | 2.5 | 1.7643 | 0.35
EDUCATION_SCHOOL_SECONDARY | CBECS_PRE_1980 | 8 | NO_ECONOMIZER | 0 | 0 | FALSE | FALSE | 1 | 2.5 | 1.7643 | 0.35
HEALTHCARE_HOSPITAL | ASHRAE_901_2004 | 1 | NO_ECONOMIZER | 0.11429 | 0.057143 | TRUE | TRUE | 1.8571 | 2.5 | 1.6527 | 0.35
HEALTHCARE_HOSPITAL | ASHRAE_901_2004 | 2 | NO_ECONOMIZER | 0.11429 | 0.057143 | TRUE | TRUE | 1.7347 | 2.8061 | 1.6527 | 0.35
HEALTHCARE_HOSPITAL | ASHRAE_901_2004 | 3 | DIFFERENTIAL_DRY_BULB | 0.11429 | 0.057143 | TRUE | TRUE | 1.6122 | 3.1122 | 1.6527 | 0.35
HEALTHCARE_HOSPITAL | ASHRAE_901_2004 | 4 | DIFFERENTIAL_DRY_BULB | 0.11429 | 0.057143 | TRUE | TRUE | 1.4898 | 3.4184 | 1.6527 | 0.35
HEALTHCARE_HOSPITAL | ASHRAE_901_2004 | 5 | DIFFERENTIAL_DRY_BULB | 0.11429 | 0.057143 | TRUE | TRUE | 1.3673 | 3.7245 | 1.6527 | 0.35
HEALTHCARE_HOSPITAL | ASHRAE_901_2004 | 6 | DIFFERENTIAL_DRY_BULB | 0.11429 | 0.057143 | TRUE | TRUE | 1.2449 | 4.0306 | 1.6527 | 0.35
HEALTHCARE_HOSPITAL | ASHRAE_901_2004 | 7 | DIFFERENTIAL_DRY_BULB | 0.11429 | 0.057143 | TRUE | TRUE | 1.1224 | 4.3367 | 1.6527 | 0.35
HEALTHCARE_HOSPITAL | ASHRAE_901_2004 | 8 | DIFFERENTIAL_DRY_BULB | 0.11429 | 0.057143 | TRUE | TRUE | 1 | 4.6429 | 1.6527 | 0.35
HEALTHCARE_HOSPITAL | ASHRAE_901_2007 | 1 | NO_ECONOMIZER | 0.17143 | 0.085714 | TRUE | TRUE | 2.2857 | 2.5 | 1.5622 | 0.35
HEALTHCARE_HOSPITAL | ASHRAE_901_2007 | 2 | NO_ECONOMIZER | 0.17143 | 0.085714 | TRUE | TRUE | 2.102 | 2.9592 | 1.5622 | 0.35
HEALTHCARE_HOSPITAL | ASHRAE_901_2007 | 3 | DIFFERENTIAL_DRY_BULB | 0.17143 | 0.085714 | TRUE | TRUE | 1.9184 | 3.4184 | 1.5622 | 0.35
HEALTHCARE_HOSPITAL | ASHRAE_901_2007 | 4 | DIFFERENTIAL_DRY_BULB | 0.17143 | 0.085714 | TRUE | TRUE | 1.7347 | 3.8776 | 1.5622 | 0.35
HEALTHCARE_HOSPITAL | ASHRAE_901_2007 | 5 | DIFFERENTIAL_DRY_BULB | 0.17143 | 0.085714 | TRUE | TRUE | 1.551 | 4.3367 | 1.5622 | 0.35
HEALTHCARE_HOSPITAL | ASHRAE_901_2007 | 6 | DIFFERENTIAL_DRY_BULB | 0.17143 | 0.085714 | TRUE | TRUE | 1.3673 | 4.7959 | 1.5622 | 0.35
HEALTHCARE_HOSPITAL | ASHRAE_901_2007 | 7 | DIFFERENTIAL_DRY_BULB | 0.17143 | 0.085714 | TRUE | TRUE | 1.1837 | 5.2551 | 1.5622 | 0.35
HEALTHCARE_HOSPITAL | ASHRAE_901_2007 | 8 | DIFFERENTIAL_DRY_BULB | 0.17143 | 0.085714 | TRUE | TRUE | 1 | 5.7143 | 1.5622 | 0.35
HEALTHCARE_HOSPITAL | ASHRAE_901_2010 | 1 | NO_ECONOMIZER | 0.22857 | 0.11429 | TRUE | TRUE | 2.7143 | 2.5 | 1.4716 | 0.35
HEALTHCARE_HOSPITAL | ASHRAE_901_2010 | 2 | NO_ECONOMIZER | 0.22857 | 0.11429 | TRUE | TRUE | 2.4694 | 3.1122 | 1.4716 | 0.35
HEALTHCARE_HOSPITAL | ASHRAE_901_2010 | 3 | DIFFERENTIAL_DRY_BULB | 0.22857 | 0.11429 | TRUE | TRUE | 2.2245 | 3.7245 | 1.4716 | 0.35
HEALTHCARE_HOSPITAL | ASHRAE_901_2010 | 4 | DIFFERENTIAL_DRY_BULB | 0.22857 | 0.11429 | TRUE | TRUE | 1.9796 | 4.3367 | 1.4716 | 0.35
HEALTHCARE_HOSPITAL | ASHRAE_901_2010 | 5 | DIFFERENTIAL_DRY_BULB | 0.22857 | 0.11429 | TRUE | TRUE | 1.7347 | 4.949 | 1.4716 | 0.35
HEALTHCARE_HOSPITAL | ASHRAE_901_2010 | 6 | DIFFERENTIAL_DRY_BULB | 0.22857 | 0.11429 | TRUE | TRUE | 1.4898 | 5.5612 | 1.4716 | 0.35
HEALTHCARE_HOSPITAL | ASHRAE_901_2010 | 7 | DIFFERENTIAL_DRY_BULB | 0.22857 | 0.11429 | TRUE | TRUE | 1.2449 | 6.1735 | 1.4716 | 0.35
HEALTHCARE_HOSPITAL | ASHRAE_901_2010 | 8 | DIFFERENTIAL_DRY_BULB | 0.22857 | 0.11429 | TRUE | TRUE | 1 | 6.7857 | 1.4716 | 0.35
HEALTHCARE_HOSPITAL | ASHRAE_901_2013 | 1 | NO_ECONOMIZER | 0.28571 | 0.14286 | TRUE | TRUE | 3.1429 | 2.5 | 1.3811 | 0.35
HEALTHCARE_HOSPITAL | ASHRAE_901_2013 | 2 | NO_ECONOMIZER | 0.28571 | 0.14286 | TRUE | TRUE | 2.8367 | 3.2653 | 1.3811 | 0.35
HEALTHCARE_HOSPITAL | ASHRAE_901_2013 | 3 | DIFFERENTIAL_DRY_BULB | 0.28571 | 0.14286 | TRUE | TRUE | 2.5306 | 4.0306 | 1.3811 | 0.35
HEALTHCARE_HOSPITAL | ASHRAE_901_2013 | 4 | DIFFERENTIAL_DRY_BULB | 0.28571 | 0.14286 | TRUE | TRUE | 2.2245 | 4.7959 | 1.3811 | 0.35
HEALTHCARE_HOSPITAL | ASHRAE_901_2013 | 5 | DIFFERENTIAL_DRY_BULB | 0.28571 | 0.14286 | TRUE | TRUE | 1.9184 | 5.5612 | 1.3811 | 0.35
HEALTHCARE_HOSPITAL | ASHRAE_901_2013 | 6 | DIFFERENTIAL_DRY_BULB | 0.28571 | 0.14286 | TRUE | TRUE | 1.6122 | 6.3265 | 1.3811 | 0.35
HEALTHCARE_HOSPITAL | ASHRAE_901_2013 | 7 | DIFFERENTIAL_DRY_BULB | 0.28571 | 0.14286 | TRUE | TRUE | 1.3061 | 7.0918 | 1.3811 | 0.35
HEALTHCARE_HOSPITAL | ASHRAE_901_2013 | 8 | DIFFERENTIAL_DRY_BULB | 0.28571 | 0.14286 | TRUE | TRUE | 1 | 7.8571 | 1.3811 | 0.35
HEALTHCARE_HOSPITAL | ASHRAE_901_2016 | 1 | NO_ECONOMIZER | 0.34286 | 0.17143 | TRUE | TRUE | 3.5714 | 2.5 | 1.2905 | 0.35
HEALTHCARE_HOSPITAL | ASHRAE_901_2016 | 2 | NO_ECONOMIZER | 0.34286 | 0.17143 | TRUE | TRUE | 3.2041 | 3.4184 | 1.2905 | 0.35
HEALTHCARE_HOSPITAL | ASHRAE_901_2016 | 3 | DIFFERENTIAL_DRY_BULB | 0.34286 | 0.17143 | TRUE | TRUE | 2.8367 | 4.3367 | 1.2905 | 0.35
HEALTHCARE_HOSPITAL | ASHRAE_901_2016 | 4 | DIFFERENTIAL_DRY_BULB | 0.34286 | 0.17143 | TRUE | TRUE | 2.4694 | 5.2551 | 1.2905 | 0.35
HEALTHCARE_HOSPITAL | ASHRAE_901_2016 | 5 | DIFFERENTIAL_DRY_BULB | 0.34286 | 0.17143 | TRUE | TRUE | 2.102 | 6.1735 | 1.2905 | 0.35
HEALTHCARE_HOSPITAL | ASHRAE_901_2016 | 6 | DIFFERENTIAL_DRY_BULB | 0.34286 | 0.17143 | TRUE | TRUE | 1.7347 | 7.0918 | 1.2905 | 0.35
HEALTHCARE_HOSPITAL | ASHRAE_901_2016 | 7 | DIFFERENTIAL_DRY_BULB | 0.34286 | 0.17143 | TRUE | TRUE | 1.3673 | 8.0102 | 1.2905 | 0.35
HEALTHCARE_HOSPITAL | ASHRAE_901_2016 | 8 | DIFFERENTIAL_DRY_BULB | 0.34286 | 0.17143 | TRUE | TRUE | 1 | 8.9286 | 1.2905 | 0.35
HEALTHCARE_HOSPITAL | ASHRAE_901_2019 | 1 | NO_ECONOMIZER | 0.4 | 0.2 | TRUE | TRUE | 4 | 2.5 | 1.2 | 0.35
HEALTHCARE_HOSPITAL | ASHRAE_901_2019 | 2 | NO_ECONOMIZER | 0.4 | 0.2 | TRUE | TRUE | 3.5714 | 3.5714 | 1.2 | 0.35
HEALTHCARE_HOSPITAL | ASHRAE_901_2019 | 3 | DIFFERENTIAL_DRY_BULB | 0.4 | 0.2 | TRUE | TRUE | 3.1429 | 4.6429 | 1.2 | 0.35
HEALTHCARE_HOSPITAL | ASHRAE_901_2019 | 4 | DIFFERENTIAL_DRY_BULB | 0.4 | 0.2 | TRUE | TRUE | 2.7143 | 5.7143 | 1.2 | 0.35
HEALTHCARE_HOSPITAL | ASHRAE_901_2019 | 5 | DIFFERENTIAL_DRY_BULB | 0.4 | 0.2 | TRUE | TRUE | 2.2857 | 6.7857 | 1.2 | 0.35
HEALTHCARE_HOSPITAL | ASHRAE_901_2019 | 6 | DIFFERENTIAL_DRY_BULB | 0.4 | 0.2 | TRUE | TRUE | 1.8571 | 7.8571 | 1.2 | 0.35
HEALTHCARE_HOSPITAL | ASHRAE_901_2019 | 7 | DIFFERENTIAL_DRY_BULB | 0.4 | 0.2 | TRUE | TRUE | 1.4286 | 8.9286 | 1.2 | 0.35
HEALTHCARE_HOSPITAL | ASHRAE_901_2019 | 8 | DIFFERENTIAL_DRY_BULB | 0.4 | 0.2 | TRUE | TRUE | 1 | 10 | 1.2 | 0.35
HEALTHCARE_HOSPITAL | CBECS_1980_2004 | 1 | NO_ECONOMIZER | 0.057143 | 0.028571 | FALSE | FALSE | 1.4286 | 2.5 | 1.7432 | 0.35
HEALTHCARE_HOSPITAL | CBECS_1980_2004 | 2 | NO_ECONOMIZER | 0.057143 | 0.028571 | FALSE | FALSE | 1.3673 | 2.6531 | 1.7432 | 0.35
HEALTHCARE_HOSPITAL | CBECS_1980_2004 | 3 | NO_ECONOMIZER | 0.057143 | 0.028571 | FALSE | FALSE | 1.3061 | 2.8061 | 1.7432 | 0.35
HEALTHCARE_HOSPITAL | CBECS_1980_2004 | 4 | NO_ECONOMIZER | 0.057143 | 0.028571 | FALSE | FALSE | 1.2449 | 2.9592 | 1.7432 | 0.35
HEALTHCARE_HOSPITAL | CBECS_1980_2004 | 5 | NO_ECONOMIZER | 0.057143 | 0.028571 | FALSE | FALSE | 1.1837 | 3.1122 | 1.7432 | 0.35
HEALTHCARE_HOSPITAL | CBECS_1980_2004 | 6 | NO_ECONOMIZER | 0.057143 | 0.028571 | FALSE | FALSE | 1.1224 | 3.2653 | 1.7432 | 0.35
HEALTHCARE_HOSPITAL | CBECS_1980_2004 | 7 | NO_ECONOMIZER | 0.057143 | 0.028571 | FALSE | FALSE | 1.0612 | 3.4184 | 1.7432 | 0.35
HEALTHCARE_HOSPITAL | CBECS_1980_2004 | 8 | NO_ECONOMIZER | 0.057143 | 0.028571 | FALSE | FALSE | 1 | 3.5714 | 1.7432 | 0.35
HEALTHCARE_HOSPITAL | CBECS_PRE_1980 | 1 | NO_ECONOMIZER | 0 | 0 | FALSE | FALSE | 1 | 2.5 | 1.8338 | 0.35
HEALTHCARE_HOSPITAL | CBECS_PRE_1980 | 2 | NO_ECONOMIZER | 0 | 0 | FALSE | FALSE | 1 | 2.5 | 1.8338 | 0.35
HEALTHCARE_HOSPITAL | CBECS_PRE_1980 | 3 | NO_ECONOMIZER | 0 | 0 | FALSE | FALSE | 1 | 2.5 | 1.8338 | 0.35
HEALTHCARE_HOSPITAL | CBECS_PRE_1980 | 4 | NO_ECONOMIZER | 0 | 0 | FALSE | FALSE | 1 | 2.5 | 1.8338 | 0.35
HEALTHCARE_HOSPITAL | CBECS_PRE_1980 | 5 | NO_ECONOMIZER | 0 | 0 | FALSE | FALSE | 1 | 2.5 | 1.8338 | 0.35
HEALTHCARE_HOSPITAL | CBECS_PRE_1980 | 6 | NO_ECONOMIZER | 0 | 0 | FALSE | FALSE | 1 | 2.5 | 1.8338 | 0.35
HEALTHCARE_HOSPITAL | CBECS_PRE_1980 | 7 | NO_ECONOMIZER | 0 | 0 | FALSE | FALSE | 1 | 2.5 | 1.8338 | 0.35
HEALTHCARE_HOSPITAL | CBECS_PRE_1980 | 8 | NO_ECONOMIZER | 0 | 0 | FALSE | FALSE | 1 | 2.5 | 1.8338 | 0.35
HEALTHCARE_OUTPATIENT | ASHRAE_901_2004 | 1 | NO_ECONOMIZER | 0.11429 | 0.057143 | FALSE | TRUE | 1.8571 | 2.5 | 1.2761 | 0.35
HEALTHCARE_OUTPATIENT | ASHRAE_901_2004 | 2 | NO_ECONOMIZER | 0.11429 | 0.057143 | FALSE | TRUE | 1.7347 | 2.8061 | 1.2761 | 0.35
HEALTHCARE_OUTPATIENT | ASHRAE_901_2004 | 3 | DIFFERENTIAL_DRY_BULB | 0.11429 | 0.057143 | FALSE | TRUE | 1.6122 | 3.1122 | 1.2761 | 0.35
HEALTHCARE_OUTPATIENT | ASHRAE_901_2004 | 4 | DIFFERENTIAL_DRY_BULB | 0.11429 | 0.057143 | FALSE | TRUE | 1.4898 | 3.4184 | 1.2761 | 0.35
HEALTHCARE_OUTPATIENT | ASHRAE_901_2004 | 5 | DIFFERENTIAL_DRY_BULB | 0.11429 | 0.057143 | FALSE | TRUE | 1.3673 | 3.7245 | 1.2761 | 0.35
HEALTHCARE_OUTPATIENT | ASHRAE_901_2004 | 6 | DIFFERENTIAL_DRY_BULB | 0.11429 | 0.057143 | FALSE | TRUE | 1.2449 | 4.0306 | 1.2761 | 0.35
HEALTHCARE_OUTPATIENT | ASHRAE_901_2004 | 7 | DIFFERENTIAL_DRY_BULB | 0.11429 | 0.057143 | FALSE | TRUE | 1.1224 | 4.3367 | 1.2761 | 0.35
HEALTHCARE_OUTPATIENT | ASHRAE_901_2004 | 8 | DIFFERENTIAL_DRY_BULB | 0.11429 | 0.057143 | FALSE | TRUE | 1 | 4.6429 | 1.2761 | 0.35
HEALTHCARE_OUTPATIENT | ASHRAE_901_2007 | 1 | NO_ECONOMIZER | 0.17143 | 0.085714 | TRUE | TRUE | 2.2857 | 2.5 | 1.2609 | 0.35
HEALTHCARE_OUTPATIENT | ASHRAE_901_2007 | 2 | NO_ECONOMIZER | 0.17143 | 0.085714 | TRUE | TRUE | 2.102 | 2.9592 | 1.2609 | 0.35
HEALTHCARE_OUTPATIENT | ASHRAE_901_2007 | 3 | DIFFERENTIAL_DRY_BULB | 0.17143 | 0.085714 | TRUE | TRUE | 1.9184 | 3.4184 | 1.2609 | 0.35
HEALTHCARE_OUTPATIENT | ASHRAE_901_2007 | 4 | DIFFERENTIAL_DRY_BULB | 0.17143 | 0.085714 | TRUE | TRUE | 1.7347 | 3.8776 | 1.2609 | 0.35
HEALTHCARE_OUTPATIENT | ASHRAE_901_2007 | 5 | DIFFERENTIAL_DRY_BULB | 0.17143 | 0.085714 | TRUE | TRUE | 1.551 | 4.3367 | 1.2609 | 0.35
HEALTHCARE_OUTPATIENT | ASHRAE_901_2007 | 6 | DIFFERENTIAL_DRY_BULB | 0.17143 | 0.085714 | TRUE | TRUE | 1.3673 | 4.7959 | 1.2609 | 0.35
HEALTHCARE_OUTPATIENT | ASHRAE_901_2007 | 7 | DIFFERENTIAL_DRY_BULB | 0.17143 | 0.085714 | TRUE | TRUE | 1.1837 | 5.2551 | 1.2609 | 0.35
HEALTHCARE_OUTPATIENT | ASHRAE_901_2007 | 8 | DIFFERENTIAL_DRY_BULB | 0.17143 | 0.085714 | TRUE | TRUE | 1 | 5.7143 | 1.2609 | 0.35
HEALTHCARE_OUTPATIENT | ASHRAE_901_2010 | 1 | NO_ECONOMIZER | 0.22857 | 0.11429 | TRUE | TRUE | 2.7143 | 2.5 | 1.2457 | 0.35
HEALTHCARE_OUTPATIENT | ASHRAE_901_2010 | 2 | NO_ECONOMIZER | 0.22857 | 0.11429 | TRUE | TRUE | 2.4694 | 3.1122 | 1.2457 | 0.35
HEALTHCARE_OUTPATIENT | ASHRAE_901_2010 | 3 | DIFFERENTIAL_DRY_BULB | 0.22857 | 0.11429 | TRUE | TRUE | 2.2245 | 3.7245 | 1.2457 | 0.35
HEALTHCARE_OUTPATIENT | ASHRAE_901_2010 | 4 | DIFFERENTIAL_DRY_BULB | 0.22857 | 0.11429 | TRUE | TRUE | 1.9796 | 4.3367 | 1.2457 | 0.35
HEALTHCARE_OUTPATIENT | ASHRAE_901_2010 | 5 | DIFFERENTIAL_DRY_BULB | 0.22857 | 0.11429 | TRUE | TRUE | 1.7347 | 4.949 | 1.2457 | 0.35
HEALTHCARE_OUTPATIENT | ASHRAE_901_2010 | 6 | DIFFERENTIAL_DRY_BULB | 0.22857 | 0.11429 | TRUE | TRUE | 1.4898 | 5.5612 | 1.2457 | 0.35
HEALTHCARE_OUTPATIENT | ASHRAE_901_2010 | 7 | DIFFERENTIAL_DRY_BULB | 0.22857 | 0.11429 | TRUE | TRUE | 1.2449 | 6.1735 | 1.2457 | 0.35
HEALTHCARE_OUTPATIENT | ASHRAE_901_2010 | 8 | DIFFERENTIAL_DRY_BULB | 0.22857 | 0.11429 | TRUE | TRUE | 1 | 6.7857 | 1.2457 | 0.35
HEALTHCARE_OUTPATIENT | ASHRAE_901_2013 | 1 | NO_ECONOMIZER | 0.28571 | 0.14286 | TRUE | TRUE | 3.1429 | 2.5 | 1.2305 | 0.35
HEALTHCARE_OUTPATIENT | ASHRAE_901_2013 | 2 | NO_ECONOMIZER | 0.28571 | 0.14286 | TRUE | TRUE | 2.8367 | 3.2653 | 1.2305 | 0.35
HEALTHCARE_OUTPATIENT | ASHRAE_901_2013 | 3 | DIFFERENTIAL_DRY_BULB | 0.28571 | 0.14286 | TRUE | TRUE | 2.5306 | 4.0306 | 1.2305 | 0.35
HEALTHCARE_OUTPATIENT | ASHRAE_901_2013 | 4 | DIFFERENTIAL_DRY_BULB | 0.28571 | 0.14286 | TRUE | TRUE | 2.2245 | 4.7959 | 1.2305 | 0.35
HEALTHCARE_OUTPATIENT | ASHRAE_901_2013 | 5 | DIFFERENTIAL_DRY_BULB | 0.28571 | 0.14286 | TRUE | TRUE | 1.9184 | 5.5612 | 1.2305 | 0.35
HEALTHCARE_OUTPATIENT | ASHRAE_901_2013 | 6 | DIFFERENTIAL_DRY_BULB | 0.28571 | 0.14286 | TRUE | TRUE | 1.6122 | 6.3265 | 1.2305 | 0.35
HEALTHCARE_OUTPATIENT | ASHRAE_901_2013 | 7 | DIFFERENTIAL_DRY_BULB | 0.28571 | 0.14286 | TRUE | TRUE | 1.3061 | 7.0918 | 1.2305 | 0.35
HEALTHCARE_OUTPATIENT | ASHRAE_901_2013 | 8 | DIFFERENTIAL_DRY_BULB | 0.28571 | 0.14286 | TRUE | TRUE | 1 | 7.8571 | 1.2305 | 0.35
HEALTHCARE_OUTPATIENT | ASHRAE_901_2016 | 1 | NO_ECONOMIZER | 0.34286 | 0.17143 | TRUE | TRUE | 3.5714 | 2.5 | 1.2152 | 0.35
HEALTHCARE_OUTPATIENT | ASHRAE_901_2016 | 2 | NO_ECONOMIZER | 0.34286 | 0.17143 | TRUE | TRUE | 3.2041 | 3.4184 | 1.2152 | 0.35
HEALTHCARE_OUTPATIENT | ASHRAE_901_2016 | 3 | DIFFERENTIAL_DRY_BULB | 0.34286 | 0.17143 | TRUE | TRUE | 2.8367 | 4.3367 | 1.2152 | 0.35
HEALTHCARE_OUTPATIENT | ASHRAE_901_2016 | 4 | DIFFERENTIAL_DRY_BULB | 0.34286 | 0.17143 | TRUE | TRUE | 2.4694 | 5.2551 | 1.2152 | 0.35
HEALTHCARE_OUTPATIENT | ASHRAE_901_2016 | 5 | DIFFERENTIAL_DRY_BULB | 0.34286 | 0.17143 | TRUE | TRUE | 2.102 | 6.1735 | 1.2152 | 0.35
HEALTHCARE_OUTPATIENT | ASHRAE_901_2016 | 6 | DIFFERENTIAL_DRY_BULB | 0.34286 | 0.17143 | TRUE | TRUE | 1.7347 | 7.0918 | 1.2152 | 0.35
HEALTHCARE_OUTPATIENT | ASHRAE_901_2016 | 7 | DIFFERENTIAL_DRY_BULB | 0.34286 | 0.17143 | TRUE | TRUE | 1.3673 | 8.0102 | 1.2152 | 0.35
HEALTHCARE_OUTPATIENT | ASHRAE_901_2016 | 8 | DIFFERENTIAL_DRY_BULB | 0.34286 | 0.17143 | TRUE | TRUE | 1 | 8.9286 | 1.2152 | 0.35
HEALTHCARE_OUTPATIENT | ASHRAE_901_2019 | 1 | NO_ECONOMIZER | 0.4 | 0.2 | TRUE | TRUE | 4 | 2.5 | 1.2 | 0.35
HEALTHCARE_OUTPATIENT | ASHRAE_901_2019 | 2 | NO_ECONOMIZER | 0.4 | 0.2 | TRUE | TRUE | 3.5714 | 3.5714 | 1.2 | 0.35
HEALTHCARE_OUTPATIENT | ASHRAE_901_2019 | 3 | DIFFERENTIAL_DRY_BULB | 0.4 | 0.2 | TRUE | TRUE | 3.1429 | 4.6429 | 1.2 | 0.35
HEALTHCARE_OUTPATIENT | ASHRAE_901_2019 | 4 | DIFFERENTIAL_DRY_BULB | 0.4 | 0.2 | TRUE | TRUE | 2.7143 | 5.7143 | 1.2 | 0.35
HEALTHCARE_OUTPATIENT | ASHRAE_901_2019 | 5 | DIFFERENTIAL_DRY_BULB | 0.4 | 0.2 | TRUE | TRUE | 2.2857 | 6.7857 | 1.2 | 0.35
HEALTHCARE_OUTPATIENT | ASHRAE_901_2019 | 6 | DIFFERENTIAL_DRY_BULB | 0.4 | 0.2 | TRUE | TRUE | 1.8571 | 7.8571 | 1.2 | 0.35
HEALTHCARE_OUTPATIENT | ASHRAE_901_2019 | 7 | DIFFERENTIAL_DRY_BULB | 0.4 | 0.2 | TRUE | TRUE | 1.4286 | 8.9286 | 1.2 | 0.35
HEALTHCARE_OUTPATIENT | ASHRAE_901_2019 | 8 | DIFFERENTIAL_DRY_BULB | 0.4 | 0.2 | TRUE | TRUE | 1 | 10 | 1.2 | 0.35
HEALTHCARE_OUTPATIENT | CBECS_1980_2004 | 1 | NO_ECONOMIZER | 0.057143 | 0.028571 | FALSE | FALSE | 1.4286 | 2.5 | 1.2914 | 0.35
HEALTHCARE_OUTPATIENT | CBECS_1980_2004 | 2 | NO_ECONOMIZER | 0.057143 | 0.028571 | FALSE | FALSE | 1.3673 | 2.6531 | 1.2914 | 0.35
HEALTHCARE_OUTPATIENT | CBECS_1980_2004 | 3 | NO_ECONOMIZER | 0.057143 | 0.028571 | FALSE | FALSE | 1.3061 | 2.8061 | 1.2914 | 0.35
HEALTHCARE_OUTPATIENT | CBECS_1980_2004 | 4 | NO_ECONOMIZER | 0.057143 | 0.028571 | FALSE | FALSE | 1.2449 | 2.9592 | 1.2914 | 0.35
HEALTHCARE_OUTPATIENT | CBECS_1980_2004 | 5 | NO_ECONOMIZER | 0.057143 | 0.028571 | FALSE | FALSE | 1.1837 | 3.1122 | 1.2914 | 0.35
HEALTHCARE_OUTPATIENT | CBECS_1980_2004 | 6 | NO_ECONOMIZER | 0.057143 | 0.028571 | FALSE | FALSE | 1.1224 | 3.2653 | 1.2914 | 0.35
HEALTHCARE_OUTPATIENT | CBECS_1980_2004 | 7 | NO_ECONOMIZER | 0.057143 | 0.028571 | FALSE | FALSE | 1.0612 | 3.4184 | 1.2914 | 0.35
HEALTHCARE_OUTPATIENT | CBECS_1980_2004 | 8 | NO_ECONOMIZER | 0.057143 | 0.028571 | FALSE | FALSE | 1 | 3.5714 | 1.2914 | 0.35
HEALTHCARE_OUTPATIENT | CBECS_PRE_1980 | 1 | NO_ECONOMIZER | 0 | 0 | FALSE | FALSE | 1 | 2.5 | 1.3066 | 0.35
HEALTHCARE_OUTPATIENT | CBECS_PRE_1980 | 2 | NO_ECONOMIZER | 0 | 0 | FALSE | FALSE | 1 | 2.5 | 1.3066 | 0.35
HEALTHCARE_OUTPATIENT | CBECS_PRE_1980 | 3 | NO_ECONOMIZER | 0 | 0 | FALSE | FALSE | 1 | 2.5 | 1.3066 | 0.35
HEALTHCARE_OUTPATIENT | CBECS_PRE_1980 | 4 | NO_ECONOMIZER | 0 | 0 | FALSE | FALSE | 1 | 2.5 | 1.3066 | 0.35
HEALTHCARE_OUTPATIENT | CBECS_PRE_1980 | 5 | NO_ECONOMIZER | 0 | 0 | FALSE | FALSE | 1 | 2.5 | 1.3066 | 0.35
HEALTHCARE_OUTPATIENT | CBECS_PRE_1980 | 6 | NO_ECONOMIZER | 0 | 0 | FALSE | FALSE | 1 | 2.5 | 1.3066 | 0.35
HEALTHCARE_OUTPATIENT | CBECS_PRE_1980 | 7 | NO_ECONOMIZER | 0 | 0 | FALSE | FALSE | 1 | 2.5 | 1.3066 | 0.35
HEALTHCARE_OUTPATIENT | CBECS_PRE_1980 | 8 | NO_ECONOMIZER | 0 | 0 | FALSE | FALSE | 1 | 2.5 | 1.3066 | 0.35
INDUSTRY_LIGHT | ASHRAE_901_2004 | 1 | NO_ECONOMIZER | 0.11429 | 0.057143 | FALSE | FALSE | 1.8571 | 2.5 | 1.2286 | 0.35
INDUSTRY_LIGHT | ASHRAE_901_2004 | 2 | NO_ECONOMIZER | 0.11429 | 0.057143 | FALSE | FALSE | 1.7347 | 2.8061 | 1.2286 | 0.35
INDUSTRY_LIGHT | ASHRAE_901_2004 | 3 | DIFFERENTIAL_DRY_BULB | 0.11429 | 0.057143 | FALSE | FALSE | 1.6122 | 3.1122 | 1.2286 | 0.35
INDUSTRY_LIGHT | ASHRAE_901_2004 | 4 | DIFFERENTIAL_DRY_BULB | 0.11429 | 0.057143 | FALSE | FALSE | 1.4898 | 3.4184 | 1.2286 | 0.35
INDUSTRY_LIGHT | ASHRAE_901_2004 | 5 | DIFFERENTIAL_DRY_BULB | 0.11429 | 0.057143 | FALSE | FALSE | 1.3673 | 3.7245 | 1.2286 | 0.35
INDUSTRY_LIGHT | ASHRAE_901_2004 | 6 | DIFFERENTIAL_DRY_BULB | 0.11429 | 0.057143 | FALSE | FALSE | 1.2449 | 4.0306 | 1.2286 | 0.35
INDUSTRY_LIGHT | ASHRAE_901_2004 | 7 | DIFFERENTIAL_DRY_BULB | 0.11429 | 0.057143 | FALSE | FALSE | 1.1224 | 4.3367 | 1.2286 | 0.35
INDUSTRY_LIGHT | ASHRAE_901_2004 | 8 | DIFFERENTIAL_DRY_BULB | 0.11429 | 0.057143 | FALSE | FALSE | 1 | 4.6429 | 1.2286 | 0.35
INDUSTRY_LIGHT | ASHRAE_901_2007 | 1 | NO_ECONOMIZER | 0.17143 | 0.085714 | FALSE | FALSE | 2.2857 | 2.5 | 1.2228 | 0.35
INDUSTRY_LIGHT | ASHRAE_901_2007 | 2 | NO_ECONOMIZER | 0.17143 | 0.085714 | FALSE | FALSE | 2.102 | 2.9592 | 1.2228 | 0.35
INDUSTRY_LIGHT | ASHRAE_901_2007 | 3 | DIFFERENTIAL_DRY_BULB | 0.17143 | 0.085714 | FALSE | FALSE | 1.9184 | 3.4184 | 1.2228 | 0.35
INDUSTRY_LIGHT | ASHRAE_901_2007 | 4 | DIFFERENTIAL_DRY_BULB | 0.17143 | 0.085714 | FALSE | FALSE | 1.7347 | 3.8776 | 1.2228 | 0.35
INDUSTRY_LIGHT | ASHRAE_901_2007 | 5 | DIFFERENTIAL_DRY_BULB | 0.17143 | 0.085714 | FALSE | FALSE | 1.551 | 4.3367 | 1.2228 | 0.35
INDUSTRY_LIGHT | ASHRAE_901_2007 | 6 | DIFFERENTIAL_DRY_BULB | 0.17143 | 0.085714 | FALSE | FALSE | 1.3673 | 4.7959 | 1.2228 | 0.35
INDUSTRY_LIGHT | ASHRAE_901_2007 | 7 | DIFFERENTIAL_DRY_BULB | 0.17143 | 0.085714 | FALSE | FALSE | 1.1837 | 5.2551 | 1.2228 | 0.35
INDUSTRY_LIGHT | ASHRAE_901_2007 | 8 | DIFFERENTIAL_DRY_BULB | 0.17143 | 0.085714 | FALSE | FALSE | 1 | 5.7143 | 1.2228 | 0.35
INDUSTRY_LIGHT | ASHRAE_901_2010 | 1 | NO_ECONOMIZER | 0.22857 | 0.11429 | FALSE | FALSE | 2.7143 | 2.5 | 1.2171 | 0.35
INDUSTRY_LIGHT | ASHRAE_901_2010 | 2 | NO_ECONOMIZER | 0.22857 | 0.11429 | FALSE | FALSE | 2.4694 | 3.1122 | 1.2171 | 0.35
INDUSTRY_LIGHT | ASHRAE_901_2010 | 3 | DIFFERENTIAL_DRY_BULB | 0.22857 | 0.11429 | FALSE | FALSE | 2.2245 | 3.7245 | 1.2171 | 0.35
INDUSTRY_LIGHT | ASHRAE_901_2010 | 4 | DIFFERENTIAL_DRY_BULB | 0.22857 | 0.11429 | FALSE | FALSE | 1.9796 | 4.3367 | 1.2171 | 0.35
INDUSTRY_LIGHT | ASHRAE_901_2010 | 5 | DIFFERENTIAL_DRY_BULB | 0.22857 | 0.11429 | FALSE | FALSE | 1.7347 | 4.949 | 1.2171 | 0.35
INDUSTRY_LIGHT | ASHRAE_901_2010 | 6 | DIFFERENTIAL_DRY_BULB | 0.22857 | 0.11429 | FALSE | FALSE | 1.4898 | 5.5612 | 1.2171 | 0.35
INDUSTRY_LIGHT | ASHRAE_901_2010 | 7 | DIFFERENTIAL_DRY_BULB | 0.22857 | 0.11429 | FALSE | FALSE | 1.2449 | 6.1735 | 1.2171 | 0.35
INDUSTRY_LIGHT | ASHRAE_901_2010 | 8 | DIFFERENTIAL_DRY_BULB | 0.22857 | 0.11429 | FALSE | FALSE | 1 | 6.7857 | 1.2171 | 0.35
INDUSTRY_LIGHT | ASHRAE_901_2013 | 1 | NO_ECONOMIZER | 0.28571 | 0.14286 | FALSE | FALSE | 3.1429 | 2.5 | 1.2114 | 0.35
INDUSTRY_LIGHT | ASHRAE_901_2013 | 2 | NO_ECONOMIZER | 0.28571 | 0.14286 | FALSE | FALSE | 2.8367 | 3.2653 | 1.2114 | 0.35
INDUSTRY_LIGHT | ASHRAE_901_2013 | 3 | DIFFERENTIAL_DRY_BULB | 0.28571 | 0.14286 | FALSE | FALSE | 2.5306 | 4.0306 | 1.2114 | 0.35
INDUSTRY_LIGHT | ASHRAE_901_2013 | 4 | DIFFERENTIAL_DRY_BULB | 0.28571 | 0.14286 | FALSE | FALSE | 2.2245 | 4.7959 | 1.2114 | 0.35
INDUSTRY_LIGHT | ASHRAE_901_2013 | 5 | DIFFERENTIAL_DRY_BULB | 0.28571 | 0.14286 | FALSE | FALSE | 1.9184 | 5.5612 | 1.2114 | 0.35
INDUSTRY_LIGHT | ASHRAE_901_2013 | 6 | DIFFERENTIAL_DRY_BULB | 0.28571 | 0.14286 | FALSE | FALSE | 1.6122 | 6.3265 | 1.2114 | 0.35
INDUSTRY_LIGHT | ASHRAE_901_2013 | 7 | DIFFERENTIAL_DRY_BULB | 0.28571 | 0.14286 | FALSE | FALSE | 1.3061 | 7.0918 | 1.2114 | 0.35
INDUSTRY_LIGHT | ASHRAE_901_2013 | 8 | DIFFERENTIAL_DRY_BULB | 0.28571 | 0.14286 | FALSE | FALSE | 1 | 7.8571 | 1.2114 | 0.35
INDUSTRY_LIGHT | ASHRAE_901_2016 | 1 | NO_ECONOMIZER | 0.34286 | 0.17143 | FALSE | FALSE | 3.5714 | 2.5 | 1.2057 | 0.35
INDUSTRY_LIGHT | ASHRAE_901_2016 | 2 | NO_ECONOMIZER | 0.34286 | 0.17143 | FALSE | FALSE | 3.2041 | 3.4184 | 1.2057 | 0.35
INDUSTRY_LIGHT | ASHRAE_901_2016 | 3 | DIFFERENTIAL_DRY_BULB | 0.34286 | 0.17143 | FALSE | FALSE | 2.8367 | 4.3367 | 1.2057 | 0.35
INDUSTRY_LIGHT | ASHRAE_901_2016 | 4 | DIFFERENTIAL_DRY_BULB | 0.34286 | 0.17143 | FALSE | FALSE | 2.4694 | 5.2551 | 1.2057 | 0.35
INDUSTRY_LIGHT | ASHRAE_901_2016 | 5 | DIFFERENTIAL_DRY_BULB | 0.34286 | 0.17143 | FALSE | FALSE | 2.102 | 6.1735 | 1.2057 | 0.35
INDUSTRY_LIGHT | ASHRAE_901_2016 | 6 | DIFFERENTIAL_DRY_BULB | 0.34286 | 0.17143 | FALSE | FALSE | 1.7347 | 7.0918 | 1.2057 | 0.35
INDUSTRY_LIGHT | ASHRAE_901_2016 | 7 | DIFFERENTIAL_DRY_BULB | 0.34286 | 0.17143 | FALSE | FALSE | 1.3673 | 8.0102 | 1.2057 | 0.35
INDUSTRY_LIGHT | ASHRAE_901_2016 | 8 | DIFFERENTIAL_DRY_BULB | 0.34286 | 0.17143 | FALSE | FALSE | 1 | 8.9286 | 1.2057 | 0.35
INDUSTRY_LIGHT | ASHRAE_901_2019 | 1 | NO_ECONOMIZER | 0.4 | 0.2 | FALSE | FALSE | 4 | 2.5 | 1.2 | 0.35
INDUSTRY_LIGHT | ASHRAE_901_2019 | 2 | NO_ECONOMIZER | 0.4 | 0.2 | FALSE | FALSE | 3.5714 | 3.5714 | 1.2 | 0.35
INDUSTRY_LIGHT | ASHRAE_901_2019 | 3 | DIFFERENTIAL_DRY_BULB | 0.4 | 0.2 | FALSE | FALSE | 3.1429 | 4.6429 | 1.2 | 0.35
INDUSTRY_LIGHT | ASHRAE_901_2019 | 4 | DIFFERENTIAL_DRY_BULB | 0.4 | 0.2 | FALSE | FALSE | 2.7143 | 5.7143 | 1.2 | 0.35
INDUSTRY_LIGHT | ASHRAE_901_2019 | 5 | DIFFERENTIAL_DRY_BULB | 0.4 | 0.2 | FALSE | FALSE | 2.2857 | 6.7857 | 1.2 | 0.35
INDUSTRY_LIGHT | ASHRAE_901_2019 | 6 | DIFFERENTIAL_DRY_BULB | 0.4 | 0.2 | FALSE | FALSE | 1.8571 | 7.8571 | 1.2 | 0.35
INDUSTRY_LIGHT | ASHRAE_901_2019 | 7 | DIFFERENTIAL_DRY_BULB | 0.4 | 0.2 | FALSE | FALSE | 1.4286 | 8.9286 | 1.2 | 0.35
INDUSTRY_LIGHT | ASHRAE_901_2019 | 8 | DIFFERENTIAL_DRY_BULB | 0.4 | 0.2 | FALSE | FALSE | 1 | 10 | 1.2 | 0.35
INDUSTRY_LIGHT | CBECS_1980_2004 | 1 | NO_ECONOMIZER | 0.057143 | 0.028571 | FALSE | FALSE | 1.4286 | 2.5 | 1.2343 | 0.35
INDUSTRY_LIGHT | CBECS_1980_2004 | 2 | NO_ECONOMIZER | 0.057143 | 0.028571 | FALSE | FALSE | 1.3673 | 2.6531 | 1.2343 | 0.35
INDUSTRY_LIGHT | CBECS_1980_2004 | 3 | NO_ECONOMIZER | 0.057143 | 0.028571 | FALSE | FALSE | 1.3061 | 2.8061 | 1.2343 | 0.35
INDUSTRY_LIGHT | CBECS_1980_2004 | 4 | NO_ECONOMIZER | 0.057143 | 0.028571 | FALSE | FALSE | 1.2449 | 2.9592 | 1.2343 | 0.35
INDUSTRY_LIGHT | CBECS_1980_2004 | 5 | NO_ECONOMIZER | 0.057143 | 0.028571 | FALSE | FALSE | 1.1837 | 3.1122 | 1.2343 | 0.35
INDUSTRY_LIGHT | CBECS_1980_2004 | 6 | NO_ECONOMIZER | 0.057143 | 0.028571 | FALSE | FALSE | 1.1224 | 3.2653 | 1.2343 | 0.35
INDUSTRY_LIGHT | CBECS_1980_2004 | 7 | NO_ECONOMIZER | 0.057143 | 0.028571 | FALSE | FALSE | 1.0612 | 3.4184 | 1.2343 | 0.35
INDUSTRY_LIGHT | CBECS_1980_2004 | 8 | NO_ECONOMIZER | 0.057143 | 0.028571 | FALSE | FALSE | 1 | 3.5714 | 1.2343 | 0.35
INDUSTRY_LIGHT | CBECS_PRE_1980 | 1 | NO_ECONOMIZER | 0 | 0 | FALSE | FALSE | 1 | 2.5 | 1.24 | 0.35
INDUSTRY_LIGHT | CBECS_PRE_1980 | 2 | NO_ECONOMIZER | 0 | 0 | FALSE | FALSE | 1 | 2.5 | 1.24 | 0.35
INDUSTRY_LIGHT | CBECS_PRE_1980 | 3 | NO_ECONOMIZER | 0 | 0 | FALSE | FALSE | 1 | 2.5 | 1.24 | 0.35
INDUSTRY_LIGHT | CBECS_PRE_1980 | 4 | NO_ECONOMIZER | 0 | 0 | FALSE | FALSE | 1 | 2.5 | 1.24 | 0.35
INDUSTRY_LIGHT | CBECS_PRE_1980 | 5 | NO_ECONOMIZER | 0 | 0 | FALSE | FALSE | 1 | 2.5 | 1.24 | 0.35
INDUSTRY_LIGHT | CBECS_PRE_1980 | 6 | NO_ECONOMIZER | 0 | 0 | FALSE | FALSE | 1 | 2.5 | 1.24 | 0.35
INDUSTRY_LIGHT | CBECS_PRE_1980 | 7 | NO_ECONOMIZER | 0 | 0 | FALSE | FALSE | 1 | 2.5 | 1.24 | 0.35
INDUSTRY_LIGHT | CBECS_PRE_1980 | 8 | NO_ECONOMIZER | 0 | 0 | FALSE | FALSE | 1 | 2.5 | 1.24 | 0.35
INDUSTRY_WAREHOUSE | ASHRAE_901_2004 | 1 | NO_ECONOMIZER | 0.11429 | 0.057143 | FALSE | FALSE | 1.8571 | 2.5 | 1.2968 | 0.35
INDUSTRY_WAREHOUSE | ASHRAE_901_2004 | 2 | NO_ECONOMIZER | 0.11429 | 0.057143 | FALSE | FALSE | 1.7347 | 2.8061 | 1.2968 | 0.35
INDUSTRY_WAREHOUSE | ASHRAE_901_2004 | 3 | DIFFERENTIAL_DRY_BULB | 0.11429 | 0.057143 | FALSE | FALSE | 1.6122 | 3.1122 | 1.2968 | 0.35
INDUSTRY_WAREHOUSE | ASHRAE_901_2004 | 4 | DIFFERENTIAL_DRY_BULB | 0.11429 | 0.057143 | FALSE | FALSE | 1.4898 | 3.4184 | 1.2968 | 0.35
INDUSTRY_WAREHOUSE | ASHRAE_901_2004 | 5 | DIFFERENTIAL_DRY_BULB | 0.11429 | 0.057143 | FALSE | FALSE | 1.3673 | 3.7245 | 1.2968 | 0.35
INDUSTRY_WAREHOUSE | ASHRAE_901_2004 | 6 | DIFFERENTIAL_DRY_BULB | 0.11429 | 0.057143 | FALSE | FALSE | 1.2449 | 4.0306 | 1.2968 | 0.35
INDUSTRY_WAREHOUSE | ASHRAE_901_2004 | 7 | DIFFERENTIAL_DRY_BULB | 0.11429 | 0.057143 | FALSE | FALSE | 1.1224 | 4.3367 | 1.2968 | 0.35
INDUSTRY_WAREHOUSE | ASHRAE_901_2004 | 8 | DIFFERENTIAL_DRY_BULB | 0.11429 | 0.057143 | FALSE | FALSE | 1 | 4.6429 | 1.2968 | 0.35
INDUSTRY_WAREHOUSE | ASHRAE_901_2007 | 1 | NO_ECONOMIZER | 0.17143 | 0.085714 | FALSE | FALSE | 2.2857 | 2.5 | 1.2775 | 0.35
INDUSTRY_WAREHOUSE | ASHRAE_901_2007 | 2 | NO_ECONOMIZER | 0.17143 | 0.085714 | FALSE | FALSE | 2.102 | 2.9592 | 1.2775 | 0.35
INDUSTRY_WAREHOUSE | ASHRAE_901_2007 | 3 | DIFFERENTIAL_DRY_BULB | 0.17143 | 0.085714 | FALSE | FALSE | 1.9184 | 3.4184 | 1.2775 | 0.35
INDUSTRY_WAREHOUSE | ASHRAE_901_2007 | 4 | DIFFERENTIAL_DRY_BULB | 0.17143 | 0.085714 | FALSE | FALSE | 1.7347 | 3.8776 | 1.2775 | 0.35
INDUSTRY_WAREHOUSE | ASHRAE_901_2007 | 5 | DIFFERENTIAL_DRY_BULB | 0.17143 | 0.085714 | FALSE | FALSE | 1.551 | 4.3367 | 1.2775 | 0.35
INDUSTRY_WAREHOUSE | ASHRAE_901_2007 | 6 | DIFFERENTIAL_DRY_BULB | 0.17143 | 0.085714 | FALSE | FALSE | 1.3673 | 4.7959 | 1.2775 | 0.35
INDUSTRY_WAREHOUSE | ASHRAE_901_2007 | 7 | DIFFERENTIAL_DRY_BULB | 0.17143 | 0.085714 | FALSE | FALSE | 1.1837 | 5.2551 | 1.2775 | 0.35
INDUSTRY_WAREHOUSE | ASHRAE_901_2007 | 8 | DIFFERENTIAL_DRY_BULB | 0.17143 | 0.085714 | FALSE | FALSE | 1 | 5.7143 | 1.2775 | 0.35
INDUSTRY_WAREHOUSE | ASHRAE_901_2010 | 1 | NO_ECONOMIZER | 0.22857 | 0.11429 | FALSE | FALSE | 2.7143 | 2.5 | 1.2581 | 0.35
INDUSTRY_WAREHOUSE | ASHRAE_901_2010 | 2 | NO_ECONOMIZER | 0.22857 | 0.11429 | FALSE | FALSE | 2.4694 | 3.1122 | 1.2581 | 0.35
INDUSTRY_WAREHOUSE | ASHRAE_901_2010 | 3 | DIFFERENTIAL_DRY_BULB | 0.22857 | 0.11429 | FALSE | FALSE | 2.2245 | 3.7245 | 1.2581 | 0.35
INDUSTRY_WAREHOUSE | ASHRAE_901_2010 | 4 | DIFFERENTIAL_DRY_BULB | 0.22857 | 0.11429 | FALSE | FALSE | 1.9796 | 4.3367 | 1.2581 | 0.35
INDUSTRY_WAREHOUSE | ASHRAE_901_2010 | 5 | DIFFERENTIAL_DRY_BULB | 0.22857 | 0.11429 | FALSE | FALSE | 1.7347 | 4.949 | 1.2581 | 0.35
INDUSTRY_WAREHOUSE | ASHRAE_901_2010 | 6 | DIFFERENTIAL_DRY_BULB | 0.22857 | 0.11429 | FALSE | FALSE | 1.4898 | 5.5612 | 1.2581 | 0.35
INDUSTRY_WAREHOUSE | ASHRAE_901_2010 | 7 | DIFFERENTIAL_DRY_BULB | 0.22857 | 0.11429 | FALSE | FALSE | 1.2449 | 6.1735 | 1.2581 | 0.35
INDUSTRY_WAREHOUSE | ASHRAE_901_2010 | 8 | DIFFERENTIAL_DRY_BULB | 0.22857 | 0.11429 | FALSE | FALSE | 1 | 6.7857 | 1.2581 | 0.35
INDUSTRY_WAREHOUSE | ASHRAE_901_2013 | 1 | NO_ECONOMIZER | 0.28571 | 0.14286 | FALSE | FALSE | 3.1429 | 2.5 | 1.2387 | 0.35
INDUSTRY_WAREHOUSE | ASHRAE_901_2013 | 2 | NO_ECONOMIZER | 0.28571 | 0.14286 | FALSE | FALSE | 2.8367 | 3.2653 | 1.2387 | 0.35
INDUSTRY_WAREHOUSE | ASHRAE_901_2013 | 3 | DIFFERENTIAL_DRY_BULB | 0.28571 | 0.14286 | FALSE | FALSE | 2.5306 | 4.0306 | 1.2387 | 0.35
INDUSTRY_WAREHOUSE | ASHRAE_901_2013 | 4 | DIFFERENTIAL_DRY_BULB | 0.28571 | 0.14286 | FALSE | FALSE | 2.2245 | 4.7959 | 1.2387 | 0.35
INDUSTRY_WAREHOUSE | ASHRAE_901_2013 | 5 | DIFFERENTIAL_DRY_BULB | 0.28571 | 0.14286 | FALSE | FALSE | 1.9184 | 5.5612 | 1.2387 | 0.35
INDUSTRY_WAREHOUSE | ASHRAE_901_2013 | 6 | DIFFERENTIAL_DRY_BULB | 0.28571 | 0.14286 | FALSE | FALSE | 1.6122 | 6.3265 | 1.2387 | 0.35
INDUSTRY_WAREHOUSE | ASHRAE_901_2013 | 7 | DIFFERENTIAL_DRY_BULB | 0.28571 | 0.14286 | FALSE | FALSE | 1.3061 | 7.0918 | 1.2387 | 0.35
INDUSTRY_WAREHOUSE | ASHRAE_901_2013 | 8 | DIFFERENTIAL_DRY_BULB | 0.28571 | 0.14286 | FALSE | FALSE | 1 | 7.8571 | 1.2387 | 0.35
INDUSTRY_WAREHOUSE | ASHRAE_901_2016 | 1 | NO_ECONOMIZER | 0.34286 | 0.17143 | FALSE | FALSE | 3.5714 | 2.5 | 1.2194 | 0.35
INDUSTRY_WAREHOUSE | ASHRAE_901_2016 | 2 | NO_ECONOMIZER | 0.34286 | 0.17143 | FALSE | FALSE | 3.2041 | 3.4184 | 1.2194 | 0.35
INDUSTRY_WAREHOUSE | ASHRAE_901_2016 | 3 | DIFFERENTIAL_DRY_BULB | 0.34286 | 0.17143 | FALSE | FALSE | 2.8367 | 4.3367 | 1.2194 | 0.35
INDUSTRY_WAREHOUSE | ASHRAE_901_2016 | 4 | DIFFERENTIAL_DRY_BULB | 0.34286 | 0.17143 | FALSE | FALSE | 2.4694 | 5.2551 | 1.2194 | 0.35
INDUSTRY_WAREHOUSE | ASHRAE_901_2016 | 5 | DIFFERENTIAL_DRY_BULB | 0.34286 | 0.17143 | FALSE | FALSE | 2.102 | 6.1735 | 1.2194 | 0.35
INDUSTRY_WAREHOUSE | ASHRAE_901_2016 | 6 | DIFFERENTIAL_DRY_BULB | 0.34286 | 0.17143 | FALSE | FALSE | 1.7347 | 7.0918 | 1.2194 | 0.35
INDUSTRY_WAREHOUSE | ASHRAE_901_2016 | 7 | DIFFERENTIAL_DRY_BULB | 0.34286 | 0.17143 | FALSE | FALSE | 1.3673 | 8.0102 | 1.2194 | 0.35
INDUSTRY_WAREHOUSE | ASHRAE_901_2016 | 8 | DIFFERENTIAL_DRY_BULB | 0.34286 | 0.17143 | FALSE | FALSE | 1 | 8.9286 | 1.2194 | 0.35
INDUSTRY_WAREHOUSE | ASHRAE_901_2019 | 1 | NO_ECONOMIZER | 0.4 | 0.2 | FALSE | FALSE | 4 | 2.5 | 1.2 | 0.35
INDUSTRY_WAREHOUSE | ASHRAE_901_2019 | 2 | NO_ECONOMIZER | 0.4 | 0.2 | FALSE | FALSE | 3.5714 | 3.5714 | 1.2 | 0.35
INDUSTRY_WAREHOUSE | ASHRAE_901_2019 | 3 | DIFFERENTIAL_DRY_BULB | 0.4 | 0.2 | FALSE | FALSE | 3.1429 | 4.6429 | 1.2 | 0.35
INDUSTRY_WAREHOUSE | ASHRAE_901_2019 | 4 | DIFFERENTIAL_DRY_BULB | 0.4 | 0.2 | FALSE | FALSE | 2.7143 | 5.7143 | 1.2 | 0.35
INDUSTRY_WAREHOUSE | ASHRAE_901_2019 | 5 | DIFFERENTIAL_DRY_BULB | 0.4 | 0.2 | FALSE | FALSE | 2.2857 | 6.7857 | 1.2 | 0.35
INDUSTRY_WAREHOUSE | ASHRAE_901_2019 | 6 | DIFFERENTIAL_DRY_BULB | 0.4 | 0.2 | FALSE | FALSE | 1.8571 | 7.8571 | 1.2 | 0.35
INDUSTRY_WAREHOUSE | ASHRAE_901_2019 | 7 | DIFFERENTIAL_DRY_BULB | 0.4 | 0.2 | FALSE | FALSE | 1.4286 | 8.9286 | 1.2 | 0.35
INDUSTRY_WAREHOUSE | ASHRAE_901_2019 | 8 | DIFFERENTIAL_DRY_BULB | 0.4 | 0.2 | FALSE | FALSE | 1 | 10 | 1.2 | 0.35
INDUSTRY_WAREHOUSE | CBECS_1980_2004 | 1 | NO_ECONOMIZER | 0.057143 | 0.028571 | FALSE | FALSE | 1.4286 | 2.5 | 1.3162 | 0.35
INDUSTRY_WAREHOUSE | CBECS_1980_2004 | 2 | NO_ECONOMIZER | 0.057143 | 0.028571 | FALSE | FALSE | 1.3673 | 2.6531 | 1.3162 | 0.35
INDUSTRY_WAREHOUSE | CBECS_1980_2004 | 3 | NO_ECONOMIZER | 0.057143 | 0.028571 | FALSE | FALSE | 1.3061 | 2.8061 | 1.3162 | 0.35
INDUSTRY_WAREHOUSE | CBECS_1980_2004 | 4 | NO_ECONOMIZER | 0.057143 | 0.028571 | FALSE | FALSE | 1.2449 | 2.9592 | 1.3162 | 0.35
INDUSTRY_WAREHOUSE | CBECS_1980_2004 | 5 | NO_ECONOMIZER | 0.057143 | 0.028571 | FALSE | FALSE | 1.1837 | 3.1122 | 1.3162 | 0.35
INDUSTRY_WAREHOUSE | CBECS_1980_2004 | 6 | NO_ECONOMIZER | 0.057143 | 0.028571 | FALSE | FALSE | 1.1224 | 3.2653 | 1.3162 | 0.35
INDUSTRY_WAREHOUSE | CBECS_1980_2004 | 7 | NO_ECONOMIZER | 0.057143 | 0.028571 | FALSE | FALSE | 1.0612 | 3.4184 | 1.3162 | 0.35
INDUSTRY_WAREHOUSE | CBECS_1980_2004 | 8 | NO_ECONOMIZER | 0.057143 | 0.028571 | FALSE | FALSE | 1 | 3.5714 | 1.3162 | 0.35
INDUSTRY_WAREHOUSE | CBECS_PRE_1980 | 1 | NO_ECONOMIZER | 0 | 0 | FALSE | FALSE | 1 | 2.5 | 1.3356 | 0.35
INDUSTRY_WAREHOUSE | CBECS_PRE_1980 | 2 | NO_ECONOMIZER | 0 | 0 | FALSE | FALSE | 1 | 2.5 | 1.3356 | 0.35
INDUSTRY_WAREHOUSE | CBECS_PRE_1980 | 3 | NO_ECONOMIZER | 0 | 0 | FALSE | FALSE | 1 | 2.5 | 1.3356 | 0.35
INDUSTRY_WAREHOUSE | CBECS_PRE_1980 | 4 | NO_ECONOMIZER | 0 | 0 | FALSE | FALSE | 1 | 2.5 | 1.3356 | 0.35
INDUSTRY_WAREHOUSE | CBECS_PRE_1980 | 5 | NO_ECONOMIZER | 0 | 0 | FALSE | FALSE | 1 | 2.5 | 1.3356 | 0.35
INDUSTRY_WAREHOUSE | CBECS_PRE_1980 | 6 | NO_ECONOMIZER | 0 | 0 | FALSE | FALSE | 1 | 2.5 | 1.3356 | 0.35
INDUSTRY_WAREHOUSE | CBECS_PRE_1980 | 7 | NO_ECONOMIZER | 0 | 0 | FALSE | FALSE | 1 | 2.5 | 1.3356 | 0.35
INDUSTRY_WAREHOUSE | CBECS_PRE_1980 | 8 | NO_ECONOMIZER | 0 | 0 | FALSE | FALSE | 1 | 2.5 | 1.3356 | 0.35
LABORATORY | ASHRAE_901_2004 | 1 | NO_ECONOMIZER | 0.11429 | 0.057143 | FALSE | FALSE | 1.8571 | 2.5 | 1.2182 | 0.35
LABORATORY | ASHRAE_901_2004 | 2 | NO_ECONOMIZER | 0.11429 | 0.057143 | FALSE | FALSE | 1.7347 | 2.8061 | 1.2182 | 0.35
LABORATORY | ASHRAE_901_2004 | 3 | DIFFERENTIAL_DRY_BULB | 0.11429 | 0.057143 | FALSE | FALSE | 1.6122 | 3.1122 | 1.2182 | 0.35
LABORATORY | ASHRAE_901_2004 | 4 | DIFFERENTIAL_DRY_BULB | 0.11429 | 0.057143 | FALSE | FALSE | 1.4898 | 3.4184 | 1.2182 | 0.35
LABORATORY | ASHRAE_901_2004 | 5 | DIFFERENTIAL_DRY_BULB | 0.11429 | 0.057143 | FALSE | FALSE | 1.3673 | 3.7245 | 1.2182 | 0.35
LABORATORY | ASHRAE_901_2004 | 6 | DIFFERENTIAL_DRY_BULB | 0.11429 | 0.057143 | FALSE | FALSE | 1.2449 | 4.0306 | 1.2182 | 0.35
LABORATORY | ASHRAE_901_2004 | 7 | DIFFERENTIAL_DRY_BULB | 0.11429 | 0.057143 | FALSE | FALSE | 1.1224 | 4.3367 | 1.2182 | 0.35
LABORATORY | ASHRAE_901_2004 | 8 | DIFFERENTIAL_DRY_BULB | 0.11429 | 0.057143 | FALSE | FALSE | 1 | 4.6429 | 1.2182 | 0.35
LABORATORY | ASHRAE_901_2007 | 1 | NO_ECONOMIZER | 0.17143 | 0.085714 | FALSE | FALSE | 2.2857 | 2.5 | 1.2146 | 0.35
LABORATORY | ASHRAE_901_2007 | 2 | NO_ECONOMIZER | 0.17143 | 0.085714 | FALSE | FALSE | 2.102 | 2.9592 | 1.2146 | 0.35
LABORATORY | ASHRAE_901_2007 | 3 | DIFFERENTIAL_DRY_BULB | 0.17143 | 0.085714 | FALSE | FALSE | 1.9184 | 3.4184 | 1.2146 | 0.35
LABORATORY | ASHRAE_901_2007 | 4 | DIFFERENTIAL_DRY_BULB | 0.17143 | 0.085714 | FALSE | FALSE | 1.7347 | 3.8776 | 1.2146 | 0.35
LABORATORY | ASHRAE_901_2007 | 5 | DIFFERENTIAL_DRY_BULB | 0.17143 | 0.085714 | FALSE | FALSE | 1.551 | 4.3367 | 1.2146 | 0.35
LABORATORY | ASHRAE_901_2007 | 6 | DIFFERENTIAL_DRY_BULB | 0.17143 | 0.085714 | FALSE | FALSE | 1.3673 | 4.7959 | 1.2146 | 0.35
LABORATORY | ASHRAE_901_2007 | 7 | DIFFERENTIAL_DRY_BULB | 0.17143 | 0.085714 | FALSE | FALSE | 1.1837 | 5.2551 | 1.2146 | 0.35
LABORATORY | ASHRAE_901_2007 | 8 | DIFFERENTIAL_DRY_BULB | 0.17143 | 0.085714 | FALSE | FALSE | 1 | 5.7143 | 1.2146 | 0.35
LABORATORY | ASHRAE_901_2010 | 1 | NO_ECONOMIZER | 0.22857 | 0.11429 | FALSE | FALSE | 2.7143 | 2.5 | 1.2109 | 0.35
LABORATORY | ASHRAE_901_2010 | 2 | NO_ECONOMIZER | 0.22857 | 0.11429 | FALSE | FALSE | 2.4694 | 3.1122 | 1.2109 | 0.35
LABORATORY | ASHRAE_901_2010 | 3 | DIFFERENTIAL_DRY_BULB | 0.22857 | 0.11429 | FALSE | FALSE | 2.2245 | 3.7245 | 1.2109 | 0.35
LABORATORY | ASHRAE_901_2010 | 4 | DIFFERENTIAL_DRY_BULB | 0.22857 | 0.11429 | FALSE | FALSE | 1.9796 | 4.3367 | 1.2109 | 0.35
LABORATORY | ASHRAE_901_2010 | 5 | DIFFERENTIAL_DRY_BULB | 0.22857 | 0.11429 | FALSE | FALSE | 1.7347 | 4.949 | 1.2109 | 0.35
LABORATORY | ASHRAE_901_2010 | 6 | DIFFERENTIAL_DRY_BULB | 0.22857 | 0.11429 | FALSE | FALSE | 1.4898 | 5.5612 | 1.2109 | 0.35
LABORATORY | ASHRAE_901_2010 | 7 | DIFFERENTIAL_DRY_BULB | 0.22857 | 0.11429 | FALSE | FALSE | 1.2449 | 6.1735 | 1.2109 | 0.35
LABORATORY | ASHRAE_901_2010 | 8 | DIFFERENTIAL_DRY_BULB | 0.22857 | 0.11429 | FALSE | FALSE | 1 | 6.7857 | 1.2109 | 0.35
LABORATORY | ASHRAE_901_2013 | 1 | NO_ECONOMIZER | 0.28571 | 0.14286 | FALSE | FALSE | 3.1429 | 2.5 | 1.2073 | 0.35
LABORATORY | ASHRAE_901_2013 | 2 | NO_ECONOMIZER | 0.28571 | 0.14286 | FALSE | FALSE | 2.8367 | 3.2653 | 1.2073 | 0.35
LABORATORY | ASHRAE_901_2013 | 3 | DIFFERENTIAL_DRY_BULB | 0.28571 | 0.14286 | FALSE | FALSE | 2.5306 | 4.0306 | 1.2073 | 0.35
LABORATORY | ASHRAE_901_2013 | 4 | DIFFERENTIAL_DRY_BULB | 0.28571 | 0.14286 | FALSE | FALSE | 2.2245 | 4.7959 | 1.2073 | 0.35
LABORATORY | ASHRAE_901_2013 | 5 | DIFFERENTIAL_DRY_BULB | 0.28571 | 0.14286 | FALSE | FALSE | 1.9184 | 5.5612 | 1.2073 | 0.35
LABORATORY | ASHRAE_901_2013 | 6 | DIFFERENTIAL_DRY_BULB | 0.28571 | 0.14286 | FALSE | FALSE | 1.6122 | 6.3265 | 1.2073 | 0.35
LABORATORY | ASHRAE_901_2013 | 7 | DIFFERENTIAL_DRY_BULB | 0.28571 | 0.14286 | FALSE | FALSE | 1.3061 | 7.0918 | 1.2073 | 0.35
LABORATORY | ASHRAE_901_2013 | 8 | DIFFERENTIAL_DRY_BULB | 0.28571 | 0.14286 | FALSE | FALSE | 1 | 7.8571 | 1.2073 | 0.35
LABORATORY | ASHRAE_901_2016 | 1 | NO_ECONOMIZER | 0.34286 | 0.17143 | FALSE | FALSE | 3.5714 | 2.5 | 1.2036 | 0.35
LABORATORY | ASHRAE_901_2016 | 2 | NO_ECONOMIZER | 0.34286 | 0.17143 | FALSE | FALSE | 3.2041 | 3.4184 | 1.2036 | 0.35
LABORATORY | ASHRAE_901_2016 | 3 | DIFFERENTIAL_DRY_BULB | 0.34286 | 0.17143 | FALSE | FALSE | 2.8367 | 4.3367 | 1.2036 | 0.35
LABORATORY | ASHRAE_901_2016 | 4 | DIFFERENTIAL_DRY_BULB | 0.34286 | 0.17143 | FALSE | FALSE | 2.4694 | 5.2551 | 1.2036 | 0.35
LABORATORY | ASHRAE_901_2016 | 5 | DIFFERENTIAL_DRY_BULB | 0.34286 | 0.17143 | FALSE | FALSE | 2.102 | 6.1735 | 1.2036 | 0.35
LABORATORY | ASHRAE_901_2016 | 6 | DIFFERENTIAL_DRY_BULB | 0.34286 | 0.17143 | FALSE | FALSE | 1.7347 | 7.0918 | 1.2036 | 0.35
LABORATORY | ASHRAE_901_2016 | 7 | DIFFERENTIAL_DRY_BULB | 0.34286 | 0.17143 | FALSE | FALSE | 1.3673 | 8.0102 | 1.2036 | 0.35
LABORATORY | ASHRAE_901_2016 | 8 | DIFFERENTIAL_DRY_BULB | 0.34286 | 0.17143 | FALSE | FALSE | 1 | 8.9286 | 1.2036 | 0.35
LABORATORY | ASHRAE_901_2019 | 1 | NO_ECONOMIZER | 0.4 | 0.2 | FALSE | FALSE | 4 | 2.5 | 1.2 | 0.35
LABORATORY | ASHRAE_901_2019 | 2 | NO_ECONOMIZER | 0.4 | 0.2 | FALSE | FALSE | 3.5714 | 3.5714 | 1.2 | 0.35
LABORATORY | ASHRAE_901_2019 | 3 | DIFFERENTIAL_DRY_BULB | 0.4 | 0.2 | FALSE | FALSE | 3.1429 | 4.6429 | 1.2 | 0.35
LABORATORY | ASHRAE_901_2019 | 4 | DIFFERENTIAL_DRY_BULB | 0.4 | 0.2 | FALSE | FALSE | 2.7143 | 5.7143 | 1.2 | 0.35
LABORATORY | ASHRAE_901_2019 | 5 | DIFFERENTIAL_DRY_BULB | 0.4 | 0.2 | FALSE | FALSE | 2.2857 | 6.7857 | 1.2 | 0.35
LABORATORY | ASHRAE_901_2019 | 6 | DIFFERENTIAL_DRY_BULB | 0.4 | 0.2 | FALSE | FALSE | 1.8571 | 7.8571 | 1.2 | 0.35
LABORATORY | ASHRAE_901_2019 | 7 | DIFFERENTIAL_DRY_BULB | 0.4 | 0.2 | FALSE | FALSE | 1.4286 | 8.9286 | 1.2 | 0.35
LABORATORY | ASHRAE_901_2019 | 8 | DIFFERENTIAL_DRY_BULB | 0.4 | 0.2 | FALSE | FALSE | 1 | 10 | 1.2 | 0.35
LABORATORY | CBECS_1980_2004 | 1 | NO_ECONOMIZER | 0.057143 | 0.028571 | FALSE | FALSE | 1.4286 | 2.5 | 1.2218 | 0.35
LABORATORY | CBECS_1980_2004 | 2 | NO_ECONOMIZER | 0.057143 | 0.028571 | FALSE | FALSE | 1.3673 | 2.6531 | 1.2218 | 0.35
LABORATORY | CBECS_1980_2004 | 3 | NO_ECONOMIZER | 0.057143 | 0.028571 | FALSE | FALSE | 1.3061 | 2.8061 | 1.2218 | 0.35
LABORATORY | CBECS_1980_2004 | 4 | NO_ECONOMIZER | 0.057143 | 0.028571 | FALSE | FALSE | 1.2449 | 2.9592 | 1.2218 | 0.35
LABORATORY | CBECS_1980_2004 | 5 | NO_ECONOMIZER | 0.057143 | 0.028571 | FALSE | FALSE | 1.1837 | 3.1122 | 1.2218 | 0.35
LABORATORY | CBECS_1980_2004 | 6 | NO_ECONOMIZER | 0.057143 | 0.028571 | FALSE | FALSE | 1.1224 | 3.2653 | 1.2218 | 0.35
LABORATORY | CBECS_1980_2004 | 7 | NO_ECONOMIZER | 0.057143 | 0.028571 | FALSE | FALSE | 1.0612 | 3.4184 | 1.2218 | 0.35
LABORATORY | CBECS_1980_2004 | 8 | NO_ECONOMIZER | 0.057143 | 0.028571 | FALSE | FALSE | 1 | 3.5714 | 1.2218 | 0.35
LABORATORY | CBECS_PRE_1980 | 1 | NO_ECONOMIZER | 0 | 0 | FALSE | FALSE | 1 | 2.5 | 1.2255 | 0.35
LABORATORY | CBECS_PRE_1980 | 2 | NO_ECONOMIZER | 0 | 0 | FALSE | FALSE | 1 | 2.5 | 1.2255 | 0.35
LABORATORY | CBECS_PRE_1980 | 3 | NO_ECONOMIZER | 0 | 0 | FALSE | FALSE | 1 | 2.5 | 1.2255 | 0.35
LABORATORY | CBECS_PRE_1980 | 4 | NO_ECONOMIZER | 0 | 0 | FALSE | FALSE | 1 | 2.5 | 1.2255 | 0.35
LABORATORY | CBECS_PRE_1980 | 5 | NO_ECONOMIZER | 0 | 0 | FALSE | FALSE | 1 | 2.5 | 1.2255 | 0.35
LABORATORY | CBECS_PRE_1980 | 6 | NO_ECONOMIZER | 0 | 0 | FALSE | FALSE | 1 | 2.5 | 1.2255 | 0.35
LABORATORY | CBECS_PRE_1980 | 7 | NO_ECONOMIZER | 0 | 0 | FALSE | FALSE | 1 | 2.5 | 1.2255 | 0.35
LABORATORY | CBECS_PRE_1980 | 8 | NO_ECONOMIZER | 0 | 0 | FALSE | FALSE | 1 | 2.5 | 1.2255 | 0.35
PARKING | ASHRAE_901_2004 | 1 | NO_ECONOMIZER | 0.11429 | 0.057143 | FALSE | FALSE | 1.8571 | 2.5 | 1.2699 | 0.35
PARKING | ASHRAE_901_2004 | 2 | NO_ECONOMIZER | 0.11429 | 0.057143 | FALSE | FALSE | 1.7347 | 2.8061 | 1.2699 | 0.35
PARKING | ASHRAE_901_2004 | 3 | NO_ECONOMIZER | 0.11429 | 0.057143 | FALSE | FALSE | 1.6122 | 3.1122 | 1.2699 | 0.35
PARKING | ASHRAE_901_2004 | 4 | NO_ECONOMIZER | 0.11429 | 0.057143 | FALSE | FALSE | 1.4898 | 3.4184 | 1.2699 | 0.35
PARKING | ASHRAE_901_2004 | 5 | NO_ECONOMIZER | 0.11429 | 0.057143 | FALSE | FALSE | 1.3673 | 3.7245 | 1.2699 | 0.35
PARKING | ASHRAE_901_2004 | 6 | NO_ECONOMIZER | 0.11429 | 0.057143 | FALSE | FALSE | 1.2449 | 4.0306 | 1.2699 | 0.35
PARKING | ASHRAE_901_2004 | 7 | NO_ECONOMIZER | 0.11429 | 0.057143 | FALSE | FALSE | 1.1224 | 4.3367 | 1.2699 | 0.35
PARKING | ASHRAE_901_2004 | 8 | NO_ECONOMIZER | 0.11429 | 0.057143 | FALSE | FALSE | 1 | 4.6429 | 1.2699 | 0.35
PARKING | ASHRAE_901_2007 | 1 | NO_ECONOMIZER | 0.17143 | 0.085714 | FALSE | FALSE | 2.2857 | 2.5 | 1.2559 | 0.35
PARKING | ASHRAE_901_2007 | 2 | NO_ECONOMIZER | 0.17143 | 0.085714 | FALSE | FALSE | 2.102 | 2.9592 | 1.2559 | 0.35
PARKING | ASHRAE_901_2007 | 3 | NO_ECONOMIZER | 0.17143 | 0.085714 | FALSE | FALSE | 1.9184 | 3.4184 | 1.2559 | 0.35
PARKING | ASHRAE_901_2007 | 4 | NO_ECONOMIZER | 0.17143 | 0.085714 | FALSE | FALSE | 1.7347 | 3.8776 | 1.2559 | 0.35
PARKING | ASHRAE_901_2007 | 5 | NO_ECONOMIZER | 0.17143 | 0.085714 | FALSE | FALSE | 1.551 | 4.3367 | 1.2559 | 0.35
PARKING | ASHRAE_901_2007 | 6 | NO_ECONOMIZER | 0.17143 | 0.085714 | FALSE | FALSE | 1.3673 | 4.7959 | 1.2559 | 0.35
PARKING | ASHRAE_901_2007 | 7 | NO_ECONOMIZER | 0.17143 | 0.085714 | FALSE | FALSE | 1.1837 | 5.2551 | 1.2559 | 0.35
PARKING | ASHRAE_901_2007 | 8 | NO_ECONOMIZER | 0.17143 | 0.085714 | FALSE | FALSE | 1 | 5.7143 | 1.2559 | 0.35
PARKING | ASHRAE_901_2010 | 1 | NO_ECONOMIZER | 0.22857 | 0.11429 | FALSE | FALSE | 2.7143 | 2.5 | 1.242 | 0.35
PARKING | ASHRAE_901_2010 | 2 | NO_ECONOMIZER | 0.22857 | 0.11429 | FALSE | FALSE | 2.4694 | 3.1122 | 1.242 | 0.35
PARKING | ASHRAE_901_2010 | 3 | NO_ECONOMIZER | 0.22857 | 0.11429 | FALSE | FALSE | 2.2245 | 3.7245 | 1.242 | 0.35
PARKING | ASHRAE_901_2010 | 4 | NO_ECONOMIZER | 0.22857 | 0.11429 | FALSE | FALSE | 1.9796 | 4.3367 | 1.242 | 0.35
PARKING | ASHRAE_901_2010 | 5 | NO_ECONOMIZER | 0.22857 | 0.11429 | FALSE | FALSE | 1.7347 | 4.949 | 1.242 | 0.35
PARKING | ASHRAE_901_2010 | 6 | NO_ECONOMIZER | 0.22857 | 0.11429 | FALSE | FALSE | 1.4898 | 5.5612 | 1.242 | 0.35
PARKING | ASHRAE_901_2010 | 7 | NO_ECONOMIZER | 0.22857 | 0.11429 | FALSE | FALSE | 1.2449 | 6.1735 | 1.242 | 0.35
PARKING | ASHRAE_901_2010 | 8 | NO_ECONOMIZER | 0.22857 | 0.11429 | FALSE | FALSE | 1 | 6.7857 | 1.242 | 0.35
PARKING | ASHRAE_901_2013 | 1 | NO_ECONOMIZER | 0.28571 | 0.14286 | FALSE | FALSE | 3.1429 | 2.5 | 1.228 | 0.35
PARKING | ASHRAE_901_2013 | 2 | NO_ECONOMIZER | 0.28571 | 0.14286 | FALSE | FALSE | 2.8367 | 3.2653 | 1.228 | 0.35
PARKING | ASHRAE_901_2013 | 3 | NO_ECONOMIZER | 0.28571 | 0.14286 | FALSE | FALSE | 2.5306 | 4.0306 | 1.228 | 0.35
PARKING | ASHRAE_901_2013 | 4 | NO_ECONOMIZER | 0.28571 | 0.14286 | FALSE | FALSE | 2.2245 | 4.7959 | 1.228 | 0.35
PARKING | ASHRAE_901_2013 | 5 | NO_ECONOMIZER | 0.28571 | 0.14286 | FALSE | FALSE | 1.9184 | 5.5612 | 1.228 | 0.35
PARKING | ASHRAE_901_2013 | 6 | NO_ECONOMIZER | 0.28571 | 0.14286 | FALSE | FALSE | 1.6122 | 6.3265 | 1.228 | 0.35
PARKING | ASHRAE_901_2013 | 7 | NO_ECONOMIZER | 0.28571 | 0.14286 | FALSE | FALSE | 1.3061 | 7.0918 | 1.228 | 0.35
PARKING | ASHRAE_901_2013 | 8 | NO_ECONOMIZER | 0.28571 | 0.14286 | FALSE | FALSE | 1 | 7.8571 | 1.228 | 0.35
PARKING | ASHRAE_901_2016 | 1 | NO_ECONOMIZER | 0.34286 | 0.17143 | FALSE | FALSE | 3.5714 | 2.5 | 1.214 | 0.35
PARKING | ASHRAE_901_2016 | 2 | NO_ECONOMIZER | 0.34286 | 0.17143 | FALSE | FALSE | 3.2041 | 3.4184 | 1.214 | 0.35
PARKING | ASHRAE_901_2016 | 3 | NO_ECONOMIZER | 0.34286 | 0.17143 | FALSE | FALSE | 2.8367 | 4.3367 | 1.214 | 0.35
PARKING | ASHRAE_901_2016 | 4 | NO_ECONOMIZER | 0.34286 | 0.17143 | FALSE | FALSE | 2.4694 | 5.2551 | 1.214 | 0.35
PARKING | ASHRAE_901_2016 | 5 | NO_ECONOMIZER | 0.34286 | 0.17143 | FALSE | FALSE | 2.102 | 6.1735 | 1.214 | 0.35
PARKING | ASHRAE_901_2016 | 6 | NO_ECONOMIZER | 0.34286 | 0.17143 | FALSE | FALSE | 1.7347 | 7.0918 | 1.214 | 0.35
PARKING | ASHRAE_901_2016 | 7 | NO_ECONOMIZER | 0.34286 | 0.17143 | FALSE | FALSE | 1.3673 | 8.0102 | 1.214 | 0.35
PARKING | ASHRAE_901_2016 | 8 | NO_ECONOMIZER | 0.34286 | 0.17143 | FALSE | FALSE | 1 | 8.9286 | 1.214 | 0.35
PARKING | ASHRAE_901_2019 | 1 | NO_ECONOMIZER | 0.4 | 0.2 | FALSE | FALSE | 4 | 2.5 | 1.2 | 0.35
PARKING | ASHRAE_901_2019 | 2 | NO_ECONOMIZER | 0.4 | 0.2 | FALSE | FALSE | 3.5714 | 3.5714 | 1.2 | 0.35
PARKING | ASHRAE_901_2019 | 3 | NO_ECONOMIZER | 0.4 | 0.2 | FALSE | FALSE | 3.1429 | 4.6429 | 1.2 | 0.35
PARKING | ASHRAE_901_2019 | 4 | NO_ECONOMIZER | 0.4 | 0.2 | FALSE | FALSE | 2.7143 | 5.7143 | 1.2 | 0.35
PARKING | ASHRAE_901_2019 | 5 | NO_ECONOMIZER | 0.4 | 0.2 | FALSE | FALSE | 2.2857 | 6.7857 | 1.2 | 0.35
PARKING | ASHRAE_901_2019 | 6 | NO_ECONOMIZER | 0.4 | 0.2 | FALSE | FALSE | 1.8571 | 7.8571 | 1.2 | 0.35
PARKING | ASHRAE_901_2019 | 7 | NO_ECONOMIZER | 0.4 | 0.2 | FALSE | FALSE | 1.4286 | 8.9286 | 1.2 | 0.35
PARKING | ASHRAE_901_2019 | 8 | NO_ECONOMIZER | 0.4 | 0.2 | FALSE | FALSE | 1 | 10 | 1.2 | 0.35
PARKING | CBECS_1980_2004 | 1 | NO_ECONOMIZER | 0.057143 | 0.028571 | FALSE | FALSE | 1.4286 | 2.5 | 1.2839 | 0.35
PARKING | CBECS_1980_2004 | 2 | NO_ECONOMIZER | 0.057143 | 0.028571 | FALSE | FALSE | 1.3673 | 2.6531 | 1.2839 | 0.35
PARKING | CBECS_1980_2004 | 3 | NO_ECONOMIZER | 0.057143 | 0.028571 | FALSE | FALSE | 1.3061 | 2.8061 | 1.2839 | 0.35
PARKING | CBECS_1980_2004 | 4 | NO_ECONOMIZER | 0.057143 | 0.028571 | FALSE | FALSE | 1.2449 | 2.9592 | 1.2839 | 0.35
PARKING | CBECS_1980_2004 | 5 | NO_ECONOMIZER | 0.057143 | 0.028571 | FALSE | FALSE | 1.1837 | 3.1122 | 1.2839 | 0.35
PARKING | CBECS_1980_2004 | 6 | NO_ECONOMIZER | 0.057143 | 0.028571 | FALSE | FALSE | 1.1224 | 3.2653 | 1.2839 | 0.35
PARKING | CBECS_1980_2004 | 7 | NO_ECONOMIZER | 0.057143 | 0.028571 | FALSE | FALSE | 1.0612 | 3.4184 | 1.2839 | 0.35
PARKING | CBECS_1980_2004 | 8 | NO_ECONOMIZER | 0.057143 | 0.028571 | FALSE | FALSE | 1 | 3.5714 | 1.2839 | 0.35
PARKING | CBECS_PRE_1980 | 1 | NO_ECONOMIZER | 0 | 0 | FALSE | FALSE | 1 | 2.5 | 1.2979 | 0.35
PARKING | CBECS_PRE_1980 | 2 | NO_ECONOMIZER | 0 | 0 | FALSE | FALSE | 1 | 2.5 | 1.2979 | 0.35
PARKING | CBECS_PRE_1980 | 3 | NO_ECONOMIZER | 0 | 0 | FALSE | FALSE | 1 | 2.5 | 1.2979 | 0.35
PARKING | CBECS_PRE_1980 | 4 | NO_ECONOMIZER | 0 | 0 | FALSE | FALSE | 1 | 2.5 | 1.2979 | 0.35
PARKING | CBECS_PRE_1980 | 5 | NO_ECONOMIZER | 0 | 0 | FALSE | FALSE | 1 | 2.5 | 1.2979 | 0.35
PARKING | CBECS_PRE_1980 | 6 | NO_ECONOMIZER | 0 | 0 | FALSE | FALSE | 1 | 2.5 | 1.2979 | 0.35
PARKING | CBECS_PRE_1980 | 7 | NO_ECONOMIZER | 0 | 0 | FALSE | FALSE | 1 | 2.5 | 1.2979 | 0.35
PARKING | CBECS_PRE_1980 | 8 | NO_ECONOMIZER | 0 | 0 | FALSE | FALSE | 1 | 2.5 | 1.2979 | 0.35
PHYSICAL_EVENTS | ASHRAE_901_2004 | 1 | NO_ECONOMIZER | 0.11429 | 0.057143 | FALSE | FALSE | 1.8571 | 2.5 | 1.7975 | 0.35
PHYSICAL_EVENTS | ASHRAE_901_2004 | 2 | NO_ECONOMIZER | 0.11429 | 0.057143 | FALSE | FALSE | 1.7347 | 2.8061 | 1.7975 | 0.35
PHYSICAL_EVENTS | ASHRAE_901_2004 | 3 | DIFFERENTIAL_DRY_BULB | 0.11429 | 0.057143 | FALSE | FALSE | 1.6122 | 3.1122 | 1.7975 | 0.35
PHYSICAL_EVENTS | ASHRAE_901_2004 | 4 | DIFFERENTIAL_DRY_BULB | 0.11429 | 0.057143 | FALSE | FALSE | 1.4898 | 3.4184 | 1.7975 | 0.35
PHYSICAL_EVENTS | ASHRAE_901_2004 | 5 | DIFFERENTIAL_DRY_BULB | 0.11429 | 0.057143 | FALSE | FALSE | 1.3673 | 3.7245 | 1.7975 | 0.35
PHYSICAL_EVENTS | ASHRAE_901_2004 | 6 | DIFFERENTIAL_DRY_BULB | 0.11429 | 0.057143 | FALSE | FALSE | 1.2449 | 4.0306 | 1.7975 | 0.35
PHYSICAL_EVENTS | ASHRAE_901_2004 | 7 | DIFFERENTIAL_DRY_BULB | 0.11429 | 0.057143 | FALSE | FALSE | 1.1224 | 4.3367 | 1.7975 | 0.35
PHYSICAL_EVENTS | ASHRAE_901_2004 | 8 | DIFFERENTIAL_DRY_BULB | 0.11429 | 0.057143 | FALSE | FALSE | 1 | 4.6429 | 1.7975 | 0.35
PHYSICAL_EVENTS | ASHRAE_901_2007 | 1 | NO_ECONOMIZER | 0.17143 | 0.085714 | FALSE | FALSE | 2.2857 | 2.5 | 1.678 | 0.35
PHYSICAL_EVENTS | ASHRAE_901_2007 | 2 | NO_ECONOMIZER | 0.17143 | 0.085714 | FALSE | FALSE | 2.102 | 2.9592 | 1.678 | 0.35
PHYSICAL_EVENTS | ASHRAE_901_2007 | 3 | DIFFERENTIAL_DRY_BULB | 0.17143 | 0.085714 | FALSE | FALSE | 1.9184 | 3.4184 | 1.678 | 0.35
PHYSICAL_EVENTS | ASHRAE_901_2007 | 4 | DIFFERENTIAL_DRY_BULB | 0.17143 | 0.085714 | FALSE | FALSE | 1.7347 | 3.8776 | 1.678 | 0.35
PHYSICAL_EVENTS | ASHRAE_901_2007 | 5 | DIFFERENTIAL_DRY_BULB | 0.17143 | 0.085714 | FALSE | FALSE | 1.551 | 4.3367 | 1.678 | 0.35
PHYSICAL_EVENTS | ASHRAE_901_2007 | 6 | DIFFERENTIAL_DRY_BULB | 0.17143 | 0.085714 | FALSE | FALSE | 1.3673 | 4.7959 | 1.678 | 0.35
PHYSICAL_EVENTS | ASHRAE_901_2007 | 7 | DIFFERENTIAL_DRY_BULB | 0.17143 | 0.085714 | FALSE | FALSE | 1.1837 | 5.2551 | 1.678 | 0.35
PHYSICAL_EVENTS | ASHRAE_901_2007 | 8 | DIFFERENTIAL_DRY_BULB | 0.17143 | 0.085714 | FALSE | FALSE | 1 | 5.7143 | 1.678 | 0.35
PHYSICAL_EVENTS | ASHRAE_901_2010 | 1 | NO_ECONOMIZER | 0.22857 | 0.11429 | FALSE | FALSE | 2.7143 | 2.5 | 1.5585 | 0.35
PHYSICAL_EVENTS | ASHRAE_901_2010 | 2 | NO_ECONOMIZER | 0.22857 | 0.11429 | FALSE | FALSE | 2.4694 | 3.1122 | 1.5585 | 0.35
PHYSICAL_EVENTS | ASHRAE_901_2010 | 3 | DIFFERENTIAL_DRY_BULB | 0.22857 | 0.11429 | FALSE | FALSE | 2.2245 | 3.7245 | 1.5585 | 0.35
PHYSICAL_EVENTS | ASHRAE_901_2010 | 4 | DIFFERENTIAL_DRY_BULB | 0.22857 | 0.11429 | FALSE | FALSE | 1.9796 | 4.3367 | 1.5585 | 0.35
PHYSICAL_EVENTS | ASHRAE_901_2010 | 5 | DIFFERENTIAL_DRY_BULB | 0.22857 | 0.11429 | FALSE | FALSE | 1.7347 | 4.949 | 1.5585 | 0.35
PHYSICAL_EVENTS | ASHRAE_901_2010 | 6 | DIFFERENTIAL_DRY_BULB | 0.22857 | 0.11429 | FALSE | FALSE | 1.4898 | 5.5612 | 1.5585 | 0.35
PHYSICAL_EVENTS | ASHRAE_901_2010 | 7 | DIFFERENTIAL_DRY_BULB | 0.22857 | 0.11429 | FALSE | FALSE | 1.2449 | 6.1735 | 1.5585 | 0.35
PHYSICAL_EVENTS | ASHRAE_901_2010 | 8 | DIFFERENTIAL_DRY_BULB | 0.22857 | 0.11429 | FALSE | FALSE | 1 | 6.7857 | 1.5585 | 0.35
PHYSICAL_EVENTS | ASHRAE_901_2013 | 1 | NO_ECONOMIZER | 0.28571 | 0.14286 | FALSE | FALSE | 3.1429 | 2.5 | 1.439 | 0.35
PHYSICAL_EVENTS | ASHRAE_901_2013 | 2 | NO_ECONOMIZER | 0.28571 | 0.14286 | FALSE | FALSE | 2.8367 | 3.2653 | 1.439 | 0.35
PHYSICAL_EVENTS | ASHRAE_901_2013 | 3 | DIFFERENTIAL_DRY_BULB | 0.28571 | 0.14286 | FALSE | FALSE | 2.5306 | 4.0306 | 1.439 | 0.35
PHYSICAL_EVENTS | ASHRAE_901_2013 | 4 | DIFFERENTIAL_DRY_BULB | 0.28571 | 0.14286 | FALSE | FALSE | 2.2245 | 4.7959 | 1.439 | 0.35
PHYSICAL_EVENTS | ASHRAE_901_2013 | 5 | DIFFERENTIAL_DRY_BULB | 0.28571 | 0.14286 | FALSE | FALSE | 1.9184 | 5.5612 | 1.439 | 0.35
PHYSICAL_EVENTS | ASHRAE_901_2013 | 6 | DIFFERENTIAL_DRY_BULB | 0.28571 | 0.14286 | FALSE | FALSE | 1.6122 | 6.3265 | 1.439 | 0.35
PHYSICAL_EVENTS | ASHRAE_901_2013 | 7 | DIFFERENTIAL_DRY_BULB | 0.28571 | 0.14286 | FALSE | FALSE | 1.3061 | 7.0918 | 1.439 | 0.35
PHYSICAL_EVENTS | ASHRAE_901_2013 | 8 | DIFFERENTIAL_DRY_BULB | 0.28571 | 0.14286 | FALSE | FALSE | 1 | 7.8571 | 1.439 | 0.35
PHYSICAL_EVENTS | ASHRAE_901_2016 | 1 | NO_ECONOMIZER | 0.34286 | 0.17143 | FALSE | FALSE | 3.5714 | 2.5 | 1.3195 | 0.35
PHYSICAL_EVENTS | ASHRAE_901_2016 | 2 | NO_ECONOMIZER | 0.34286 | 0.17143 | FALSE | FALSE | 3.2041 | 3.4184 | 1.3195 | 0.35
PHYSICAL_EVENTS | ASHRAE_901_2016 | 3 | DIFFERENTIAL_DRY_BULB | 0.34286 | 0.17143 | FALSE | FALSE | 2.8367 | 4.3367 | 1.3195 | 0.35
PHYSICAL_EVENTS | ASHRAE_901_2016 | 4 | DIFFERENTIAL_DRY_BULB | 0.34286 | 0.17143 | FALSE | FALSE | 2.4694 | 5.2551 | 1.3195 | 0.35
PHYSICAL_EVENTS | ASHRAE_901_2016 | 5 | DIFFERENTIAL_DRY_BULB | 0.34286 | 0.17143 | FALSE | FALSE | 2.102 | 6.1735 | 1.3195 | 0.35
PHYSICAL_EVENTS | ASHRAE_901_2016 | 6 | DIFFERENTIAL_DRY_BULB | 0.34286 | 0.17143 | FALSE | FALSE | 1.7347 | 7.0918 | 1.3195 | 0.35
PHYSICAL_EVENTS | ASHRAE_901_2016 | 7 | DIFFERENTIAL_DRY_BULB | 0.34286 | 0.17143 | FALSE | FALSE | 1.3673 | 8.0102 | 1.3195 | 0.35
PHYSICAL_EVENTS | ASHRAE_901_2016 | 8 | DIFFERENTIAL_DRY_BULB | 0.34286 | 0.17143 | FALSE | FALSE | 1 | 8.9286 | 1.3195 | 0.35
PHYSICAL_EVENTS | ASHRAE_901_2019 | 1 | NO_ECONOMIZER | 0.4 | 0.2 | FALSE | FALSE | 4 | 2.5 | 1.2 | 0.35
PHYSICAL_EVENTS | ASHRAE_901_2019 | 2 | NO_ECONOMIZER | 0.4 | 0.2 | FALSE | FALSE | 3.5714 | 3.5714 | 1.2 | 0.35
PHYSICAL_EVENTS | ASHRAE_901_2019 | 3 | DIFFERENTIAL_DRY_BULB | 0.4 | 0.2 | FALSE | FALSE | 3.1429 | 4.6429 | 1.2 | 0.35
PHYSICAL_EVENTS | ASHRAE_901_2019 | 4 | DIFFERENTIAL_DRY_BULB | 0.4 | 0.2 | FALSE | FALSE | 2.7143 | 5.7143 | 1.2 | 0.35
PHYSICAL_EVENTS | ASHRAE_901_2019 | 5 | DIFFERENTIAL_DRY_BULB | 0.4 | 0.2 | FALSE | FALSE | 2.2857 | 6.7857 | 1.2 | 0.35
PHYSICAL_EVENTS | ASHRAE_901_2019 | 6 | DIFFERENTIAL_DRY_BULB | 0.4 | 0.2 | FALSE | FALSE | 1.8571 | 7.8571 | 1.2 | 0.35
PHYSICAL_EVENTS | ASHRAE_901_2019 | 7 | DIFFERENTIAL_DRY_BULB | 0.4 | 0.2 | FALSE | FALSE | 1.4286 | 8.9286 | 1.2 | 0.35
PHYSICAL_EVENTS | ASHRAE_901_2019 | 8 | DIFFERENTIAL_DRY_BULB | 0.4 | 0.2 | FALSE | FALSE | 1 | 10 | 1.2 | 0.35
PHYSICAL_EVENTS | CBECS_1980_2004 | 1 | NO_ECONOMIZER | 0.057143 | 0.028571 | FALSE | FALSE | 1.4286 | 2.5 | 1.917 | 0.35
PHYSICAL_EVENTS | CBECS_1980_2004 | 2 | NO_ECONOMIZER | 0.057143 | 0.028571 | FALSE | FALSE | 1.3673 | 2.6531 | 1.917 | 0.35
PHYSICAL_EVENTS | CBECS_1980_2004 | 3 | NO_ECONOMIZER | 0.057143 | 0.028571 | FALSE | FALSE | 1.3061 | 2.8061 | 1.917 | 0.35
PHYSICAL_EVENTS | CBECS_1980_2004 | 4 | NO_ECONOMIZER | 0.057143 | 0.028571 | FALSE | FALSE | 1.2449 | 2.9592 | 1.917 | 0.35
PHYSICAL_EVENTS | CBECS_1980_2004 | 5 | NO_ECONOMIZER | 0.057143 | 0.028571 | FALSE | FALSE | 1.1837 | 3.1122 | 1.917 | 0.35
PHYSICAL_EVENTS | CBECS_1980_2004 | 6 | NO_ECONOMIZER | 0.057143 | 0.028571 | FALSE | FALSE | 1.1224 | 3.2653 | 1.917 | 0.35
PHYSICAL_EVENTS | CBECS_1980_2004 | 7 | NO_ECONOMIZER | 0.057143 | 0.028571 | FALSE | FALSE | 1.0612 | 3.4184 | 1.917 | 0.35
PHYSICAL_EVENTS | CBECS_1980_2004 | 8 | NO_ECONOMIZER | 0.057143 | 0.028571 | FALSE | FALSE | 1 | 3.5714 | 1.917 | 0.35
PHYSICAL_EVENTS | CBECS_PRE_1980 | 1 | NO_ECONOMIZER | 0 | 0 | FALSE | FALSE | 1 | 2.5 | 2.0365 | 0.35
PHYSICAL_EVENTS | CBECS_PRE_1980 | 2 | NO_ECONOMIZER | 0 | 0 | FALSE | FALSE | 1 | 2.5 | 2.0365 | 0.35
PHYSICAL_EVENTS | CBECS_PRE_1980 | 3 | NO_ECONOMIZER | 0 | 0 | FALSE | FALSE | 1 | 2.5 | 2.0365 | 0.35
PHYSICAL_EVENTS | CBECS_PRE_1980 | 4 | NO_ECONOMIZER | 0 | 0 | FALSE | FALSE | 1 | 2.5 | 2.0365 | 0.35
PHYSICAL_EVENTS | CBECS_PRE_1980 | 5 | NO_ECONOMIZER | 0 | 0 | FALSE | FALSE | 1 | 2.5 | 2.0365 | 0.35
PHYSICAL_EVENTS | CBECS_PRE_1980 | 6 | NO_ECONOMIZER | 0 | 0 | FALSE | FALSE | 1 | 2.5 | 2.0365 | 0.35
PHYSICAL_EVENTS | CBECS_PRE_1980 | 7 | NO_ECONOMIZER | 0 | 0 | FALSE | FALSE | 1 | 2.5 | 2.0365 | 0.35
PHYSICAL_EVENTS | CBECS_PRE_1980 | 8 | NO_ECONOMIZER | 0 | 0 | FALSE | FALSE | 1 | 2.5 | 2.0365 | 0.35
PHYSICAL_EXERCISE | ASHRAE_901_2004 | 1 | NO_ECONOMIZER | 0.11429 | 0.057143 | FALSE | FALSE | 1.8571 | 2.5 | 1.2058 | 0.35
PHYSICAL_EXERCISE | ASHRAE_901_2004 | 2 | NO_ECONOMIZER | 0.11429 | 0.057143 | FALSE | FALSE | 1.7347 | 2.8061 | 1.2058 | 0.35
PHYSICAL_EXERCISE | ASHRAE_901_2004 | 3 | DIFFERENTIAL_DRY_BULB | 0.11429 | 0.057143 | FALSE | FALSE | 1.6122 | 3.1122 | 1.2058 | 0.35
PHYSICAL_EXERCISE | ASHRAE_901_2004 | 4 | DIFFERENTIAL_DRY_BULB | 0.11429 | 0.057143 | FALSE | FALSE | 1.4898 | 3.4184 | 1.2058 | 0.35
PHYSICAL_EXERCISE | ASHRAE_901_2004 | 5 | DIFFERENTIAL_DRY_BULB | 0.11429 | 0.057143 | FALSE | FALSE | 1.3673 | 3.7245 | 1.2058 | 0.35
PHYSICAL_EXERCISE | ASHRAE_901_2004 | 6 | DIFFERENTIAL_DRY_BULB | 0.11429 | 0.057143 | FALSE | FALSE | 1.2449 | 4.0306 | 1.2058 | 0.35
PHYSICAL_EXERCISE | ASHRAE_901_2004 | 7 | DIFFERENTIAL_DRY_BULB | 0.11429 | 0.057143 | FALSE | FALSE | 1.1224 | 4.3367 | 1.2058 | 0.35
PHYSICAL_EXERCISE | ASHRAE_901_2004 | 8 | DIFFERENTIAL_DRY_BULB | 0.11429 | 0.057143 | FALSE | FALSE | 1 | 4.6429 | 1.2058 | 0.35
PHYSICAL_EXERCISE | ASHRAE_901_2007 | 1 | NO_ECONOMIZER | 0.17143 | 0.085714 | FALSE | FALSE | 2.2857 | 2.5 | 1.2046 | 0.35
PHYSICAL_EXERCISE | ASHRAE_901_2007 | 2 | NO_ECONOMIZER | 0.17143 | 0.085714 | FALSE | FALSE | 2.102 | 2.9592 | 1.2046 | 0.35
PHYSICAL_EXERCISE | ASHRAE_901_2007 | 3 | DIFFERENTIAL_DRY_BULB | 0.17143 | 0.085714 | FALSE | FALSE | 1.9184 | 3.4184 | 1.2046 | 0.35
PHYSICAL_EXERCISE | ASHRAE_901_2007 | 4 | DIFFERENTIAL_DRY_BULB | 0.17143 | 0.085714 | FALSE | FALSE | 1.7347 | 3.8776 | 1.2046 | 0.35
PHYSICAL_EXERCISE | ASHRAE_901_2007 | 5 | DIFFERENTIAL_DRY_BULB | 0.17143 | 0.085714 | FALSE | FALSE | 1.551 | 4.3367 | 1.2046 | 0.35
PHYSICAL_EXERCISE | ASHRAE_901_2007 | 6 | DIFFERENTIAL_DRY_BULB | 0.17143 | 0.085714 | FALSE | FALSE | 1.3673 | 4.7959 | 1.2046 | 0.35
PHYSICAL_EXERCISE | ASHRAE_901_2007 | 7 | DIFFERENTIAL_DRY_BULB | 0.17143 | 0.085714 | FALSE | FALSE | 1.1837 | 5.2551 | 1.2046 | 0.35
PHYSICAL_EXERCISE | ASHRAE_901_2007 | 8 | DIFFERENTIAL_DRY_BULB | 0.17143 | 0.085714 | FALSE | FALSE | 1 | 5.7143 | 1.2046 | 0.35
PHYSICAL_EXERCISE | ASHRAE_901_2010 | 1 | NO_ECONOMIZER | 0.22857 | 0.11429 | FALSE | FALSE | 2.7143 | 2.5 | 1.2035 | 0.35
PHYSICAL_EXERCISE | ASHRAE_901_2010 | 2 | NO_ECONOMIZER | 0.22857 | 0.11429 | FALSE | FALSE | 2.4694 | 3.1122 | 1.2035 | 0.35
PHYSICAL_EXERCISE | ASHRAE_901_2010 | 3 | DIFFERENTIAL_DRY_BULB | 0.22857 | 0.11429 | FALSE | FALSE | 2.2245 | 3.7245 | 1.2035 | 0.35
PHYSICAL_EXERCISE | ASHRAE_901_2010 | 4 | DIFFERENTIAL_DRY_BULB | 0.22857 | 0.11429 | FALSE | FALSE | 1.9796 | 4.3367 | 1.2035 | 0.35
PHYSICAL_EXERCISE | ASHRAE_901_2010 | 5 | DIFFERENTIAL_DRY_BULB | 0.22857 | 0.11429 | FALSE | FALSE | 1.7347 | 4.949 | 1.2035 | 0.35
PHYSICAL_EXERCISE | ASHRAE_901_2010 | 6 | DIFFERENTIAL_DRY_BULB | 0.22857 | 0.11429 | FALSE | FALSE | 1.4898 | 5.5612 | 1.2035 | 0.35
PHYSICAL_EXERCISE | ASHRAE_901_2010 | 7 | DIFFERENTIAL_DRY_BULB | 0.22857 | 0.11429 | FALSE | FALSE | 1.2449 | 6.1735 | 1.2035 | 0.35
PHYSICAL_EXERCISE | ASHRAE_901_2010 | 8 | DIFFERENTIAL_DRY_BULB | 0.22857 | 0.11429 | FALSE | FALSE | 1 | 6.7857 | 1.2035 | 0.35
PHYSICAL_EXERCISE | ASHRAE_901_2013 | 1 | NO_ECONOMIZER | 0.28571 | 0.14286 | FALSE | FALSE | 3.1429 | 2.5 | 1.2023 | 0.35
PHYSICAL_EXERCISE | ASHRAE_901_2013 | 2 | NO_ECONOMIZER | 0.28571 | 0.14286 | FALSE | FALSE | 2.8367 | 3.2653 | 1.2023 | 0.35
PHYSICAL_EXERCISE | ASHRAE_901_2013 | 3 | DIFFERENTIAL_DRY_BULB | 0.28571 | 0.14286 | FALSE | FALSE | 2.5306 | 4.0306 | 1.2023 | 0.35
PHYSICAL_EXERCISE | ASHRAE_901_2013 | 4 | DIFFERENTIAL_DRY_BULB | 0.28571 | 0.14286 | FALSE | FALSE | 2.2245 | 4.7959 | 1.2023 | 0.35
PHYSICAL_EXERCISE | ASHRAE_901_2013 | 5 | DIFFERENTIAL_DRY_BULB | 0.28571 | 0.14286 | FALSE | FALSE | 1.9184 | 5.5612 | 1.2023 | 0.35
PHYSICAL_EXERCISE | ASHRAE_901_2013 | 6 | DIFFERENTIAL_DRY_BULB | 0.28571 | 0.14286 | FALSE | FALSE | 1.6122 | 6.3265 | 1.2023 | 0.35
PHYSICAL_EXERCISE | ASHRAE_901_2013 | 7 | DIFFERENTIAL_DRY_BULB | 0.28571 | 0.14286 | FALSE | FALSE | 1.3061 | 7.0918 | 1.2023 | 0.35
PHYSICAL_EXERCISE | ASHRAE_901_2013 | 8 | DIFFERENTIAL_DRY_BULB | 0.28571 | 0.14286 | FALSE | FALSE | 1 | 7.8571 | 1.2023 | 0.35
PHYSICAL_EXERCISE | ASHRAE_901_2016 | 1 | NO_ECONOMIZER | 0.34286 | 0.17143 | FALSE | FALSE | 3.5714 | 2.5 | 1.2012 | 0.35
PHYSICAL_EXERCISE | ASHRAE_901_2016 | 2 | NO_ECONOMIZER | 0.34286 | 0.17143 | FALSE | FALSE | 3.2041 | 3.4184 | 1.2012 | 0.35
PHYSICAL_EXERCISE | ASHRAE_901_2016 | 3 | DIFFERENTIAL_DRY_BULB | 0.34286 | 0.17143 | FALSE | FALSE | 2.8367 | 4.3367 | 1.2012 | 0.35
PHYSICAL_EXERCISE | ASHRAE_901_2016 | 4 | DIFFERENTIAL_DRY_BULB | 0.34286 | 0.17143 | FALSE | FALSE | 2.4694 | 5.2551 | 1.2012 | 0.35
PHYSICAL_EXERCISE | ASHRAE_901_2016 | 5 | DIFFERENTIAL_DRY_BULB | 0.34286 | 0.17143 | FALSE | FALSE | 2.102 | 6.1735 | 1.2012 | 0.35
PHYSICAL_EXERCISE | ASHRAE_901_2016 | 6 | DIFFERENTIAL_DRY_BULB | 0.34286 | 0.17143 | FALSE | FALSE | 1.7347 | 7.0918 | 1.2012 | 0.35
PHYSICAL_EXERCISE | ASHRAE_901_2016 | 7 | DIFFERENTIAL_DRY_BULB | 0.34286 | 0.17143 | FALSE | FALSE | 1.3673 | 8.0102 | 1.2012 | 0.35
PHYSICAL_EXERCISE | ASHRAE_901_2016 | 8 | DIFFERENTIAL_DRY_BULB | 0.34286 | 0.17143 | FALSE | FALSE | 1 | 8.9286 | 1.2012 | 0.35
PHYSICAL_EXERCISE | ASHRAE_901_2019 | 1 | NO_ECONOMIZER | 0.4 | 0.2 | FALSE | FALSE | 4 | 2.5 | 1.2 | 0.35
PHYSICAL_EXERCISE | ASHRAE_901_2019 | 2 | NO_ECONOMIZER | 0.4 | 0.2 | FALSE | FALSE | 3.5714 | 3.5714 | 1.2 | 0.35
PHYSICAL_EXERCISE | ASHRAE_901_2019 | 3 | DIFFERENTIAL_DRY_BULB | 0.4 | 0.2 | FALSE | FALSE | 3.1429 | 4.6429 | 1.2 | 0.35
PHYSICAL_EXERCISE | ASHRAE_901_2019 | 4 | DIFFERENTIAL_DRY_BULB | 0.4 | 0.2 | FALSE | FALSE | 2.7143 | 5.7143 | 1.2 | 0.35
PHYSICAL_EXERCISE | ASHRAE_901_2019 | 5 | DIFFERENTIAL_DRY_BULB | 0.4 | 0.2 | FALSE | FALSE | 2.2857 | 6.7857 | 1.2 | 0.35
PHYSICAL_EXERCISE | ASHRAE_901_2019 | 6 | DIFFERENTIAL_DRY_BULB | 0.4 | 0.2 | FALSE | FALSE | 1.8571 | 7.8571 | 1.2 | 0.35
PHYSICAL_EXERCISE | ASHRAE_901_2019 | 7 | DIFFERENTIAL_DRY_BULB | 0.4 | 0.2 | FALSE | FALSE | 1.4286 | 8.9286 | 1.2 | 0.35
PHYSICAL_EXERCISE | ASHRAE_901_2019 | 8 | DIFFERENTIAL_DRY_BULB | 0.4 | 0.2 | FALSE | FALSE | 1 | 10 | 1.2 | 0.35
PHYSICAL_EXERCISE | CBECS_1980_2004 | 1 | NO_ECONOMIZER | 0.057143 | 0.028571 | FALSE | FALSE | 1.4286 | 2.5 | 1.207 | 0.35
PHYSICAL_EXERCISE | CBECS_1980_2004 | 2 | NO_ECONOMIZER | 0.057143 | 0.028571 | FALSE | FALSE | 1.3673 | 2.6531 | 1.207 | 0.35
PHYSICAL_EXERCISE | CBECS_1980_2004 | 3 | NO_ECONOMIZER | 0.057143 | 0.028571 | FALSE | FALSE | 1.3061 | 2.8061 | 1.207 | 0.35
PHYSICAL_EXERCISE | CBECS_1980_2004 | 4 | NO_ECONOMIZER | 0.057143 | 0.028571 | FALSE | FALSE | 1.2449 | 2.9592 | 1.207 | 0.35
PHYSICAL_EXERCISE | CBECS_1980_2004 | 5 | NO_ECONOMIZER | 0.057143 | 0.028571 | FALSE | FALSE | 1.1837 | 3.1122 | 1.207 | 0.35
PHYSICAL_EXERCISE | CBECS_1980_2004 | 6 | NO_ECONOMIZER | 0.057143 | 0.028571 | FALSE | FALSE | 1.1224 | 3.2653 | 1.207 | 0.35
PHYSICAL_EXERCISE | CBECS_1980_2004 | 7 | NO_ECONOMIZER | 0.057143 | 0.028571 | FALSE | FALSE | 1.0612 | 3.4184 | 1.207 | 0.35
PHYSICAL_EXERCISE | CBECS_1980_2004 | 8 | NO_ECONOMIZER | 0.057143 | 0.028571 | FALSE | FALSE | 1 | 3.5714 | 1.207 | 0.35
PHYSICAL_EXERCISE | CBECS_PRE_1980 | 1 | NO_ECONOMIZER | 0 | 0 | FALSE | FALSE | 1 | 2.5 | 1.2081 | 0.35
PHYSICAL_EXERCISE | CBECS_PRE_1980 | 2 | NO_ECONOMIZER | 0 | 0 | FALSE | FALSE | 1 | 2.5 | 1.2081 | 0.35
PHYSICAL_EXERCISE | CBECS_PRE_1980 | 3 | NO_ECONOMIZER | 0 | 0 | FALSE | FALSE | 1 | 2.5 | 1.2081 | 0.35
PHYSICAL_EXERCISE | CBECS_PRE_1980 | 4 | NO_ECONOMIZER | 0 | 0 | FALSE | FALSE | 1 | 2.5 | 1.2081 | 0.35
PHYSICAL_EXERCISE | CBECS_PRE_1980 | 5 | NO_ECONOMIZER | 0 | 0 | FALSE | FALSE | 1 | 2.5 | 1.2081 | 0.35
PHYSICAL_EXERCISE | CBECS_PRE_1980 | 6 | NO_ECONOMIZER | 0 | 0 | FALSE | FALSE | 1 | 2.5 | 1.2081 | 0.35
PHYSICAL_EXERCISE | CBECS_PRE_1980 | 7 | NO_ECONOMIZER | 0 | 0 | FALSE | FALSE | 1 | 2.5 | 1.2081 | 0.35
PHYSICAL_EXERCISE | CBECS_PRE_1980 | 8 | NO_ECONOMIZER | 0 | 0 | FALSE | FALSE | 1 | 2.5 | 1.2081 | 0.35
RELIGIOUS | ASHRAE_901_2004 | 1 | NO_ECONOMIZER | 0.11429 | 0.057143 | FALSE | TRUE | 1.8571 | 2.5 | 1.2803 | 0.35
RELIGIOUS | ASHRAE_901_2004 | 2 | NO_ECONOMIZER | 0.11429 | 0.057143 | FALSE | TRUE | 1.7347 | 2.8061 | 1.2803 | 0.35
RELIGIOUS | ASHRAE_901_2004 | 3 | DIFFERENTIAL_DRY_BULB | 0.11429 | 0.057143 | FALSE | TRUE | 1.6122 | 3.1122 | 1.2803 | 0.35
RELIGIOUS | ASHRAE_901_2004 | 4 | DIFFERENTIAL_DRY_BULB | 0.11429 | 0.057143 | FALSE | TRUE | 1.4898 | 3.4184 | 1.2803 | 0.35
RELIGIOUS | ASHRAE_901_2004 | 5 | DIFFERENTIAL_DRY_BULB | 0.11429 | 0.057143 | FALSE | TRUE | 1.3673 | 3.7245 | 1.2803 | 0.35
RELIGIOUS | ASHRAE_901_2004 | 6 | DIFFERENTIAL_DRY_BULB | 0.11429 | 0.057143 | FALSE | TRUE | 1.2449 | 4.0306 | 1.2803 | 0.35
RELIGIOUS | ASHRAE_901_2004 | 7 | DIFFERENTIAL_DRY_BULB | 0.11429 | 0.057143 | FALSE | TRUE | 1.1224 | 4.3367 | 1.2803 | 0.35
RELIGIOUS | ASHRAE_901_2004 | 8 | DIFFERENTIAL_DRY_BULB | 0.11429 | 0.057143 | FALSE | TRUE | 1 | 4.6429 | 1.2803 | 0.35
RELIGIOUS | ASHRAE_901_2007 | 1 | NO_ECONOMIZER | 0.17143 | 0.085714 | TRUE | TRUE | 2.2857 | 2.5 | 1.2642 | 0.35
RELIGIOUS | ASHRAE_901_2007 | 2 | NO_ECONOMIZER | 0.17143 | 0.085714 | TRUE | TRUE | 2.102 | 2.9592 | 1.2642 | 0.35
RELIGIOUS | ASHRAE_901_2007 | 3 | DIFFERENTIAL_DRY_BULB | 0.17143 | 0.085714 | TRUE | TRUE | 1.9184 | 3.4184 | 1.2642 | 0.35
RELIGIOUS | ASHRAE_901_2007 | 4 | DIFFERENTIAL_DRY_BULB | 0.17143 | 0.085714 | TRUE | TRUE | 1.7347 | 3.8776 | 1.2642 | 0.35
RELIGIOUS | ASHRAE_901_2007 | 5 | DIFFERENTIAL_DRY_BULB | 0.17143 | 0.085714 | TRUE | TRUE | 1.551 | 4.3367 | 1.2642 | 0.35
RELIGIOUS | ASHRAE_901_2007 | 6 | DIFFERENTIAL_DRY_BULB | 0.17143 | 0.085714 | TRUE | TRUE | 1.3673 | 4.7959 | 1.2642 | 0.35
RELIGIOUS | ASHRAE_901_2007 | 7 | DIFFERENTIAL_DRY_BULB | 0.17143 | 0.085714 | TRUE | TRUE | 1.1837 | 5.2551 | 1.2642 | 0.35
RELIGIOUS | ASHRAE_901_2007 | 8 | DIFFERENTIAL_DRY_BULB | 0.17143 | 0.085714 | TRUE | TRUE | 1 | 5.7143 | 1.2642 | 0.35
RELIGIOUS | ASHRAE_901_2010 | 1 | NO_ECONOMIZER | 0.22857 | 0.11429 | TRUE | TRUE | 2.7143 | 2.5 | 1.2482 | 0.35
RELIGIOUS | ASHRAE_901_2010 | 2 | NO_ECONOMIZER | 0.22857 | 0.11429 | TRUE | TRUE | 2.4694 | 3.1122 | 1.2482 | 0.35
RELIGIOUS | ASHRAE_901_2010 | 3 | DIFFERENTIAL_DRY_BULB | 0.22857 | 0.11429 | TRUE | TRUE | 2.2245 | 3.7245 | 1.2482 | 0.35
RELIGIOUS | ASHRAE_901_2010 | 4 | DIFFERENTIAL_DRY_BULB | 0.22857 | 0.11429 | TRUE | TRUE | 1.9796 | 4.3367 | 1.2482 | 0.35
RELIGIOUS | ASHRAE_901_2010 | 5 | DIFFERENTIAL_DRY_BULB | 0.22857 | 0.11429 | TRUE | TRUE | 1.7347 | 4.949 | 1.2482 | 0.35
RELIGIOUS | ASHRAE_901_2010 | 6 | DIFFERENTIAL_DRY_BULB | 0.22857 | 0.11429 | TRUE | TRUE | 1.4898 | 5.5612 | 1.2482 | 0.35
RELIGIOUS | ASHRAE_901_2010 | 7 | DIFFERENTIAL_DRY_BULB | 0.22857 | 0.11429 | TRUE | TRUE | 1.2449 | 6.1735 | 1.2482 | 0.35
RELIGIOUS | ASHRAE_901_2010 | 8 | DIFFERENTIAL_DRY_BULB | 0.22857 | 0.11429 | TRUE | TRUE | 1 | 6.7857 | 1.2482 | 0.35
RELIGIOUS | ASHRAE_901_2013 | 1 | NO_ECONOMIZER | 0.28571 | 0.14286 | TRUE | TRUE | 3.1429 | 2.5 | 1.2321 | 0.35
RELIGIOUS | ASHRAE_901_2013 | 2 | NO_ECONOMIZER | 0.28571 | 0.14286 | TRUE | TRUE | 2.8367 | 3.2653 | 1.2321 | 0.35
RELIGIOUS | ASHRAE_901_2013 | 3 | DIFFERENTIAL_DRY_BULB | 0.28571 | 0.14286 | TRUE | TRUE | 2.5306 | 4.0306 | 1.2321 | 0.35
RELIGIOUS | ASHRAE_901_2013 | 4 | DIFFERENTIAL_DRY_BULB | 0.28571 | 0.14286 | TRUE | TRUE | 2.2245 | 4.7959 | 1.2321 | 0.35
RELIGIOUS | ASHRAE_901_2013 | 5 | DIFFERENTIAL_DRY_BULB | 0.28571 | 0.14286 | TRUE | TRUE | 1.9184 | 5.5612 | 1.2321 | 0.35
RELIGIOUS | ASHRAE_901_2013 | 6 | DIFFERENTIAL_DRY_BULB | 0.28571 | 0.14286 | TRUE | TRUE | 1.6122 | 6.3265 | 1.2321 | 0.35
RELIGIOUS | ASHRAE_901_2013 | 7 | DIFFERENTIAL_DRY_BULB | 0.28571 | 0.14286 | TRUE | TRUE | 1.3061 | 7.0918 | 1.2321 | 0.35
RELIGIOUS | ASHRAE_901_2013 | 8 | DIFFERENTIAL_DRY_BULB | 0.28571 | 0.14286 | TRUE | TRUE | 1 | 7.8571 | 1.2321 | 0.35
RELIGIOUS | ASHRAE_901_2016 | 1 | NO_ECONOMIZER | 0.34286 | 0.17143 | TRUE | TRUE | 3.5714 | 2.5 | 1.2161 | 0.35
RELIGIOUS | ASHRAE_901_2016 | 2 | NO_ECONOMIZER | 0.34286 | 0.17143 | TRUE | TRUE | 3.2041 | 3.4184 | 1.2161 | 0.35
RELIGIOUS | ASHRAE_901_2016 | 3 | DIFFERENTIAL_DRY_BULB | 0.34286 | 0.17143 | TRUE | TRUE | 2.8367 | 4.3367 | 1.2161 | 0.35
RELIGIOUS | ASHRAE_901_2016 | 4 | DIFFERENTIAL_DRY_BULB | 0.34286 | 0.17143 | TRUE | TRUE | 2.4694 | 5.2551 | 1.2161 | 0.35
RELIGIOUS | ASHRAE_901_2016 | 5 | DIFFERENTIAL_DRY_BULB | 0.34286 | 0.17143 | TRUE | TRUE | 2.102 | 6.1735 | 1.2161 | 0.35
RELIGIOUS | ASHRAE_901_2016 | 6 | DIFFERENTIAL_DRY_BULB | 0.34286 | 0.17143 | TRUE | TRUE | 1.7347 | 7.0918 | 1.2161 | 0.35
RELIGIOUS | ASHRAE_901_2016 | 7 | DIFFERENTIAL_DRY_BULB | 0.34286 | 0.17143 | TRUE | TRUE | 1.3673 | 8.0102 | 1.2161 | 0.35
RELIGIOUS | ASHRAE_901_2016 | 8 | DIFFERENTIAL_DRY_BULB | 0.34286 | 0.17143 | TRUE | TRUE | 1 | 8.9286 | 1.2161 | 0.35
RELIGIOUS | ASHRAE_901_2019 | 1 | NO_ECONOMIZER | 0.4 | 0.2 | TRUE | TRUE | 4 | 2.5 | 1.2 | 0.35
RELIGIOUS | ASHRAE_901_2019 | 2 | NO_ECONOMIZER | 0.4 | 0.2 | TRUE | TRUE | 3.5714 | 3.5714 | 1.2 | 0.35
RELIGIOUS | ASHRAE_901_2019 | 3 | DIFFERENTIAL_DRY_BULB | 0.4 | 0.2 | TRUE | TRUE | 3.1429 | 4.6429 | 1.2 | 0.35
RELIGIOUS | ASHRAE_901_2019 | 4 | DIFFERENTIAL_DRY_BULB | 0.4 | 0.2 | TRUE | TRUE | 2.7143 | 5.7143 | 1.2 | 0.35
RELIGIOUS | ASHRAE_901_2019 | 5 | DIFFERENTIAL_DRY_BULB | 0.4 | 0.2 | TRUE | TRUE | 2.2857 | 6.7857 | 1.2 | 0.35
RELIGIOUS | ASHRAE_901_2019 | 6 | DIFFERENTIAL_DRY_BULB | 0.4 | 0.2 | TRUE | TRUE | 1.8571 | 7.8571 | 1.2 | 0.35
RELIGIOUS | ASHRAE_901_2019 | 7 | DIFFERENTIAL_DRY_BULB | 0.4 | 0.2 | TRUE | TRUE | 1.4286 | 8.9286 | 1.2 | 0.35
RELIGIOUS | ASHRAE_901_2019 | 8 | DIFFERENTIAL_DRY_BULB | 0.4 | 0.2 | TRUE | TRUE | 1 | 10 | 1.2 | 0.35
RELIGIOUS | CBECS_1980_2004 | 1 | NO_ECONOMIZER | 0.057143 | 0.028571 | FALSE | FALSE | 1.4286 | 2.5 | 1.2963 | 0.35
RELIGIOUS | CBECS_1980_2004 | 2 | NO_ECONOMIZER | 0.057143 | 0.028571 | FALSE | FALSE | 1.3673 | 2.6531 | 1.2963 | 0.35
RELIGIOUS | CBECS_1980_2004 | 3 | NO_ECONOMIZER | 0.057143 | 0.028571 | FALSE | FALSE | 1.3061 | 2.8061 | 1.2963 | 0.35
RELIGIOUS | CBECS_1980_2004 | 4 | NO_ECONOMIZER | 0.057143 | 0.028571 | FALSE | FALSE | 1.2449 | 2.9592 | 1.2963 | 0.35
RELIGIOUS | CBECS_1980_2004 | 5 | NO_ECONOMIZER | 0.057143 | 0.028571 | FALSE | FALSE | 1.1837 | 3.1122 | 1.2963 | 0.35
RELIGIOUS | CBECS_1980_2004 | 6 | NO_ECONOMIZER | 0.057143 | 0.028571 | FALSE | FALSE | 1.1224 | 3.2653 | 1.2963 | 0.35
RELIGIOUS | CBECS_1980_2004 | 7 | NO_ECONOMIZER | 0.057143 | 0.028571 | FALSE | FALSE | 1.0612 | 3.4184 | 1.2963 | 0.35
RELIGIOUS | CBECS_1980_2004 | 8 | NO_ECONOMIZER | 0.057143 | 0.028571 | FALSE | FALSE | 1 | 3.5714 | 1.2963 | 0.35
RELIGIOUS | CBECS_PRE_1980 | 1 | NO_ECONOMIZER | 0 | 0 | FALSE | FALSE | 1 | 2.5 | 1.3124 | 0.35
RELIGIOUS | CBECS_PRE_1980 | 2 | NO_ECONOMIZER | 0 | 0 | FALSE | FALSE | 1 | 2.5 | 1.3124 | 0.35
RELIGIOUS | CBECS_PRE_1980 | 3 | NO_ECONOMIZER | 0 | 0 | FALSE | FALSE | 1 | 2.5 | 1.3124 | 0.35
RELIGIOUS | CBECS_PRE_1980 | 4 | NO_ECONOMIZER | 0 | 0 | FALSE | FALSE | 1 | 2.5 | 1.3124 | 0.35
RELIGIOUS | CBECS_PRE_1980 | 5 | NO_ECONOMIZER | 0 | 0 | FALSE | FALSE | 1 | 2.5 | 1.3124 | 0.35
RELIGIOUS | CBECS_PRE_1980 | 6 | NO_ECONOMIZER | 0 | 0 | FALSE | FALSE | 1 | 2.5 | 1.3124 | 0.35
RELIGIOUS | CBECS_PRE_1980 | 7 | NO_ECONOMIZER | 0 | 0 | FALSE | FALSE | 1 | 2.5 | 1.3124 | 0.35
RELIGIOUS | CBECS_PRE_1980 | 8 | NO_ECONOMIZER | 0 | 0 | FALSE | FALSE | 1 | 2.5 | 1.3124 | 0.35